## Table 1
Approved Market Rate(CIVIL)
No | Core Type | Misc Type | Code | Description | Rate ( ₹) | Unit | Valid From | Valid To | Published On
1 | MATERIAL | OTHERMATERIALS | MR1 | Solid blocks of size 40x20x20cm | 48 | each | 01-08- 2026 | 01-01- 2060 | 2026-07-31
2 | MATERIAL | OTHERMATERIALS | MR2 | Solid blocks of size 30x20x20cm | 36 | each | 01-08- 2026 | 01-01- 2060 | 2026-07-31
3 | MATERIAL | OTHERMATERIALS | MR3 | Solid blocks of size 40x20x15cm | 35 | each | 01-08- 2026 | 01-01- 2060 | 2026-07-31
4 | MATERIAL | OTHERMATERIALS | MR4 | Solid blocks of size 30x20x15cm | 26 | each | 01-08- 2026 | 01-01- 2060 | 2026-07-31
5 | MATERIAL | OTHERMATERIALS | MR5 | Solid blocks of size 40x20x10cm | 26 | each | 01-08- 2026 | 01-01- 2060 | 2026-07-31
6 | MATERIAL | OTHERMATERIALS | MR6 | Hollow blocks of size 40x20x20cm | 39 | each | 01-08- 2026 | 01-01- 2060 | 2026-07-31
7 | MATERIAL | OTHERMATERIALS | MR7 | Hollow bloks oof size 40x20x15cm | 29 | each | 01-08- 2026 | 01-01- 2060 | 2026-07-31
8 | MATERIAL | OTHERMATERIALS | MR8 | Hollow bloks oof size 40x20x10cm | 21 | each | 01-08- 2026 | 01-01- 2060 | 2026-07-31
9 | MATERIAL | OTHERMATERIALS | MR9 | laterate stone of size 40x20x15cm | 46 | each | 01-08- 2026 | 01-01- 2060 | 2026-07-31
10 | MATERIAL | OTHERMATERIALS | MR10 | Anjili wood scantls | 70000 | cum | 01-08- 2026 | 01-01- 2060 | 2026-07-31
11 | MATERIAL | OTHERMATERIALS | MR11 | Anjili wood planks | 75750 | cum | 01-08- 2026 | 01-01- 2060 | 2026-07-31
12 | MATERIAL | OTHERMATERIALS | MR12 | Pincoda wood scantls | 79000 | cum | 01-08- 2026 | 01-01- 2060 | 2026-07-31
13 | MATERIAL | OTHERMATERIALS | MR13 | Pincoda wood planks | 83000 | cum | 01-08- 2026 | 01-01- 2060 | 2026-07-31
14 | MATERIAL | OTHERMATERIALS | MR14 | Vengai wood scantls | 45000 | cum | 01-08- 2026 | 01-01- 2060 | 2026-07-31
15 | MATERIAL | OTHERMATERIALS | MR15 | Vengai wood planks | 47250 | cum | 01-08- 2026 | 01-01- 2060 | 2026-07-31
16 | MATERIAL | OTHERMATERIALS | MR16 | Multi wood board 12 mm thick | 1380 | sqm | 01-08- 2026 | 01-01- 2060 | 2026-07-31
17 | MATERIAL | OTHERMATERIALS | MR17 | Multi wood board 18 mm thick | 1785 | sqm | 01-08- 2026 | 01-01- 2060 | 2026-07-31
18 | MATERIAL | OTHERMATERIALS | MR18 | 200 mm Aluminium aldrop | 145 | each | 01-08- 2026 | 01-01- 2060 | 2026-07-31
19 | MATERIAL | OTHERMATERIALS | MR19 | 300 mm Aluminium aldrop | 160 | each | 01-08- 2026 | 01-01- 2060 | 2026-07-31
20 | MATERIAL | OTHERMATERIALS | MR20 | iron hooks & eyes 200 mm | 100 | 1 nos | 01-08- 2026 | 01-01- 2060 | 2026-07-31
21 | MATERIAL | OTHERMATERIALS | MR21 | iron hooks & eyes 150 mm | 80 | 1 nos | 01-08- 2026 | 01-01- 2060 | 2026-07-31
22 | MATERIAL | OTHERMATERIALS | MR22 | Iron hooks & eyes 100 mm | 60 | 1 nos | 01-08- 2026 | 01-01- 2060 | 2026-07-31
23 | MATERIAL | OTHERMATERIALS | MR23 | PVC corrugated roofing sheets | 215 | sqm | 01-08- 2026 | 01-01- 2060 | 2026-07-31
24 | MATERIAL | OTHERMATERIALS | MR24 | PVC plain roofing sheets | 175 | sqm | 01-08- 2026 | 01-01- 2060 | 2026-07-31
25 | MATERIAL | OTHERMATERIALS | MR25 | poli carbonate multi wall sheet 4 mm thick | 450 | sqm | 01-08- 2026 | 01-01- 2060 | 2026-07-31
26 | MATERIAL | OTHERMATERIALS | MR26 | Poly carbonate multi wall plain sheet 5 mm | 500 | sqm | 01-08- 2026 | 01-01- 2060 | 2026-07-31
27 | MATERIAL | OTHERMATERIALS | MR27 | Poly carbonate multi wall plain sheet 6mm | 550 | sqm | 01-08- 2026 | 01-01- 2060 | 2026-07-31
28 | MATERIAL | OTHERMATERIALS | MR28 | Poly carbonate multi wall plain sheet 8 mm | 600 | sqm | 01-08- 2026 | 01-01- 2060 | 2026-07-31
29 | MATERIAL | OTHERMATERIALS | MR29 | Asbestos fibre cement corrugated sheet | 188 | sqm | 01-08- 2026 | 01-01- 2060 | 2026-07-31
30 | MATERIAL | OTHERMATERIALS | MR30 | 7.5 mm thick PVC plain panel for ceilig work | 165 | sqm | 01-08- 2026 | 01-01- 2060 | 2026-07-31
31 | MATERIAL | OTHERMATERIALS | MR31 | 7.5 mm thick PVC woodgen grains panel for | 340 | sqm | 01-08- 2026 | 01-01- 2060 | 2026-07-31
32 | MATERIAL | OTHERMATERIALS | MR32 | e board classic tile | 360 | sqm | 01-08- 2026 | 01-01- 2060 | 2026-07-31
33 | MATERIAL | OTHERMATERIALS | MR33 | Stainless steel soap dish | 55 | each | 01-08- 2026 | 01-01- 2060 | 2026-07-31
34 | MATERIAL | OTHERMATERIALS | MR34 | Supplying and fixing CP Towel rod 45cm or nearest available length | 70 | each | 01-08- 2026 | 01-01- 2060 | 2026-07-31
35 | MATERIAL | OTHERMATERIALS | MR35 | Supplying and fixing CP Towel rod 60cm or nearest availiable length | 105 | each | 01-08- 2026 | 01-01- 2060 | 2026-07-31
36 | MATERIAL | OTHERMATERIALS | MR36 | Health Faucet average quality | 650 | each | 01-08- 2026 | 01-01- 2060 | 2026-07-31
37 | MATERIAL | OTHERMATERIALS | MR37 | Health faucet superior quality | 1100 | each | 01-08- 2026 | 01-01- 2060 | 2026-07-31
38 | MATERIAL | OTHERMATERIALS | MR38 | PVC pipe 15 mm outer dia. 12kgf/cm2 | 38 | metre | 01-08- 2026 | 01-01- 2060 | 2026-07-31
39 | MATERIAL | OTHERMATERIALS | MR39 | PVC pipe 15 mm outer dia 10kgf/cm2 | 27 | metre | 01-08- 2026 | 01-01- 2060 | 2026-07-31
40 | MATERIAL | OTHERMATERIALS | MR40 | PVC pipe 20 mm outer dia 12 kgf/cm2 | 40 | metre | 01-08- 2026 | 01-01- 2060 | 2026-07-31
41 | MATERIAL | OTHERMATERIALS | MR41 | PVC pipe 20 mm outer dia 10 kfg/cm2 | 30 | metre | 01-08- 2026 | 01-01- 2060 | 2026-07-31
42 | MATERIAL | OTHERMATERIALS | MR42 | PVC pipe 25 mm outer dia . 12 kgf/cm2 | 61 | metre | 01-08- 2026 | 01-01- 2060 | 2026-07-31
43 | MATERIAL | OTHERMATERIALS | MR43 | PVC pipe 25 mm outer dia. 10kgf cm2 | 48 | metre | 01-08- 2026 | 01-01- 2060 | 2026-07-31
44 | MATERIAL | OTHERMATERIALS | MR44 | PVC pipe 32 mm outer dia. 10Kgf/cm2 | 65 | metre | 01-08- 2026 | 01-01- 2060 | 2026-07-31
45 | MATERIAL | OTHERMATERIALS | MR45 | PVC pipe 32 mm outer dia 6Kgf/cm2 | 52 | metre | 01-08- 2026 | 01-01- 2060 | 2026-07-31
46 | MATERIAL | OTHERMATERIALS | MR46 | PVC pipe 40 mm outer dia. 10kgf/cm2 | 84 | metre | 01-08- 2026 | 01-01- 2060 | 2026-07-31
47 | MATERIAL | OTHERMATERIALS | MR47 | PVC pipe 40 mm outer dia. 6kgf/cm2 | 53 | metre | 01-08- 2026 | 01-01- 2060 | 2026-07-31
48 | MATERIAL | OTHERMATERIALS | MR48 | PVC pipe 50 mm outer dia. 10 kgf/cm2 | 90 | metre | 01-08- 2026 | 01-01- 2060 | 2026-07-31
49 | MATERIAL | OTHERMATERIALS | MR49 | PVC pipe 50 mm outer dia.6kgf/cm2 | 60 | metre | 01-08- 2026 | 01-01- 2060 | 2026-07-31
50 | MATERIAL | OTHERMATERIALS | MR50 | PVC pipe 63 mm outer dia . 6kgf/cm2 | 118 | metre | 01-08- 2026 | 01-01- 2060 | 2026-07-31
51 | MATERIAL | OTHERMATERIALS | MR51 | PVC pipe 63 mm outer dia. 4 kgf/cm2 | 83 | metre | 01-08- 2026 | 01-01- 2060 | 2026-07-31
52 | MATERIAL | OTHERMATERIALS | MR52 | PVC pipe 75 mm outer dia 6kgf/cm2 | 129 | metre | 01-08- 2026 | 01-01- 2060 | 2026-07-31
53 | MATERIAL | OTHERMATERIALS | MR53 | PVC pipe 75 mm outer dia 4 kgf/cm2 | 95 | metre | 01-08- 2026 | 01-01- 2060 | 2026-07-31
54 | MATERIAL | OTHERMATERIALS | MR54 | PVC pipe 110 mm outer dia 6kgf/cm2 | 211 | metre | 01-08- 2026 | 01-01- 2060 | 2026-07-31
55 | MATERIAL | OTHERMATERIALS | MR55 | PVC pipe 110 mm outer dia. 4kgf/cm2 | 170 | metre | 01-08- 2026 | 01-01- 2060 | 2026-07-31
56 | MATERIAL | OTHERMATERIALS | MR56 | PVC pipe 150 mm outer dia 6kgf/cm2 | 520 | metre | 01-08- 2026 | 01-01- 2060 | 2026-07-31
57 | MATERIAL | OTHERMATERIALS | MR57 | PVC Elbow 63 mm dia | 30 | each | 01-08- 2026 | 01-01- 2060 | 2026-07-31
58 | MATERIAL | OTHERMATERIALS | MR58 | PVC 45 degree Elbow 63 mm dia | 22 | each | 01-08- 2026 | 01-01- 2060 | 2026-07-31
59 | MATERIAL | OTHERMATERIALS | MR59 | PVC door Elbow 63 mm dia | 36 | each | 01-08- 2026 | 01-01- 2060 | 2026-07-31
60 | MATERIAL | OTHERMATERIALS | MR60 | PVC bend 63 mm dia | 35 | each | 01-08- 2026 | 01-01- 2060 | 2026-07-31
61 | MATERIAL | OTHERMATERIALS | MR61 | PVC Tee 63x63x63 mm dia | 39 | each | 01-08- 2026 | 01-01- 2060 | 2026-07-31
62 | MATERIAL | OTHERMATERIALS | MR62 | PVC door Tee 63 x63x63mm dia | 46 | each | 01-08- 2026 | 01-01- 2060 | 2026-07-31
63 | MATERIAL | OTHERMATERIALS | MR63 | PVC vent cowl 63 mm dia | 33 | each | 01-08- 2026 | 01-01- 2060 | 2026-07-31
64 | MATERIAL | OTHERMATERIALS | MR64 | PVC end cap 63 mm dia | 19 | each | 01-08- 2026 | 01-01- 2060 | 2026-07-31
65 | MATERIAL | OTHERMATERIALS | MR65 | PVC Socket/coupling 63 mm dia | 24 | each | 01-08- 2026 | 01-01- 2060 | 2026-07-31
66 | MATERIAL | OTHERMATERIALS | MR66 | PVC Reducer 63x50 mm dia | 22 | each | 01-08- 2026 | 01-01- 2060 | 2026-07-31
67 | MATERIAL | OTHERMATERIALS | MR67 | PVC Elbow 75 mm dia | 49 | each | 01-08- 2026 | 01-01- 2060 | 2026-07-31
68 | MATERIAL | OTHERMATERIALS | MR68 | PVC 45 degree Elbow 75 mm dia | 28 | each | 01-08- 2026 | 01-01- 2060 | 2026-07-31
69 | MATERIAL | OTHERMATERIALS | MR69 | PVC door Elbow 75 mm dia | 49 | each | 01-08- 2026 | 01-01- 2060 | 2026-07-31
70 | MATERIAL | OTHERMATERIALS | MR70 | PVC bend 75 mm dia | 43 | each | 01-08- 2026 | 01-01- 2060 | 2026-07-31
71 | MATERIAL | OTHERMATERIALS | MR71 | PVC Tee 75x75x75 mm dia | 47 | each | 01-08- 2026 | 01-01- 2060 | 2026-07-31
72 | MATERIAL | OTHERMATERIALS | MR72 | PVC door Tee 75x75x75 mm dia | 57 | each | 01-08- 2026 | 01-01- 2060 | 2026-07-31
73 | MATERIAL | OTHERMATERIALS | MR73 | PVC vent cowl 75 mm dia | 42 | each | 01-08- 2026 | 01-01- 2060 | 2026-07-31
74 | MATERIAL | OTHERMATERIALS | MR74 | PVC end cap 75 mm dia | 23 | each | 01-08- 2026 | 01-01- 2060 | 2026-07-31
75 | MATERIAL | OTHERMATERIALS | MR75 | PVC Socket/coupling 75 mm dia | 30 | each | 01-08- 2026 | 01-01- 2060 | 2026-07-31
76 | MATERIAL | OTHERMATERIALS | MR76 | PVC Reducer 75x63 mm dia | 28 | each | 01-08- 2026 | 01-01- 2060 | 2026-07-31
77 | MATERIAL | OTHERMATERIALS | MR77 | PVC Elbow 110 mm dia | 56 | each | 01-08- 2026 | 01-01- 2060 | 2026-07-31
78 | MATERIAL | OTHERMATERIALS | MR78 | PVC 45 degree Elbow 110 mm dia | 54 | each | 01-08- 2026 | 01-01- 2060 | 2026-07-31
79 | MATERIAL | OTHERMATERIALS | MR79 | PVC door Elbow 110 mm dia | 77 | each | 01-08- 2026 | 01-01- 2060 | 2026-07-31
80 | MATERIAL | OTHERMATERIALS | MR80 | PVC bend 110 mm dia | 102 | each | 01-08- 2026 | 01-01- 2060 | 2026-07-31
81 | MATERIAL | OTHERMATERIALS | MR81 | PVC Tee 110x110x110mm dia | 112 | each | 01-08- 2026 | 01-01- 2060 | 2026-07-31
82 | MATERIAL | OTHERMATERIALS | MR82 | PVC door Tee 110x110x110 mm dia | 123 | each | 01-08- 2026 | 01-01- 2060 | 2026-07-31
83 | MATERIAL | OTHERMATERIALS | MR83 | PVC door Tee 110x110x75 mm dia | 117 | each | 01-08- 2026 | 01-01- 2060 | 2026-07-31
84 | MATERIAL | OTHERMATERIALS | MR84 | PVC vent cowl 110 mm dia | 70 | each | 01-08- 2026 | 01-01- 2060 | 2026-07-31
85 | MATERIAL | OTHERMATERIALS | MR85 | PVC offset 110 mm dia | 105 | each | 01-08- 2026 | 01-01- 2060 | 2026-07-31
86 | MATERIAL | OTHERMATERIALS | MR86 | PVC end cap 110 mm dia | 28 | each | 01-08- 2026 | 01-01- 2060 | 2026-07-31
87 | MATERIAL | OTHERMATERIALS | MR87 | PVC Socket/coupling 110 mm dia | 59 | each | 01-08- 2026 | 01-01- 2060 | 2026-07-31
88 | MATERIAL | OTHERMATERIALS | MR88 | PVC Reducer 110x75 mm dia | 56 | each | 01-08- 2026 | 01-01- 2060 | 2026-07-31
89 | MATERIAL | OTHERMATERIALS | MR89 | PVC bend 150 mm dia | 550 | each | 01-08- 2026 | 01-01- 2060 | 2026-07-31
90 | MATERIAL | OTHERMATERIALS | MR90 | Poly carbonate corrigated sheet 0.8 mm | 400 | sqm | 01-08- 2026 | 01-01- 2060 | 2026-07-31
91 | MATERIAL | OTHERMATERIALS | MR91 | Paving Asphalt VG-10 of approved quality | 50600 | tonne | 01-08- 2026 | 01-01- 2060 | 2026-07-31
92 | MATERIAL | OTHERMATERIALS | MR92 | Shredded Plastic Incl Carriage | 22000 | tonne | 01-08- 2026 | 01-01- 2060 | 2026-07-31
93 | MATERIAL | BITUMEN | MR93 | Paving Asphalt VG-30 of approved quality | 41000 | tonne | 01-08- 2026 | 01-01- 2060 | 2026-07-31
94 | MATERIAL | OTHERMATERIALS | MR94 | Quarry Waste | 935 | cum | 01-08- 2026 | 01-01- 2060 | 2026-07-31
95 | MATERIAL | OTHERMATERIALS | MR95 | Antistripping Agent | 2000 | kg | 01-08- 2026 | 01-01- 2060 | 2026-07-31
96 | MATERIAL | OTHERMATERIALS | MR96 | PVC Septic Tank - 35 to 50 flush capacity | 34000 | each | 01-08- 2026 | 01-01- 2060 | 2026-07-31
97 | MATERIAL | OTHERMATERIALS | MR97 | Water Proofing Compound | 280 | kg | 01-08- 2026 | 01-01- 2060 | 2026-07-31
98 | MATERIAL | OTHERMATERIALS | MR98 | PVC Septic Tank - Below 15 flush capacity | 14000 | each | 01-08- 2026 | 01-01- 2060 | 2026-07-31
99 | MATERIAL | OTHERMATERIALS | MR99 | PVC Septic Tank - 15 to below 25 flush capacity | 16000 | each | 01-08- 2026 | 01-01- 2060 | 2026-07-31
100 | MATERIAL | OTHERMATERIALS | MR100 | PVC Septic Tank - 25 to below 35 flush capacity | 20000 | each | 01-08- 2026 | 01-01- 2060 | 2026-07-31
101 | MATERIAL | BITUMEN | MR101 | Bitumen VG-30 | 70640 | tonne | 01-08- 2026 | 01-01- 2060 | 2026-07-31
102 | MATERIAL | BITUMEN | MR102 | Bitumen (NRMB) | 77270 | tonne | 01-08- 2026 | 01-01- 2060 | 2026-07-31
103 | MATERIAL | OTHERMATERIALS | MR103 | Aluminium sheeting fixed with encapsulated lens type reflective sheeting including 2% towards lettering, cost of angle iron, cost of drilling holes, nuts, bolts etc.and signs as applicable | 1 | sqm | 01-08- 2026 | 01-01- 2060 | 2026-07-31
104 | MATERIAL | OTHERMATERIALS | MR104 | Bearing (Cost of parts) | 1 | no | 01-08- 2026 | 01-01- 2060 | 2026-07-31
105 | MATERIAL | OTHERMATERIALS | MR105 | Bearing (Cast steel rocker bearing assembly of 250 tonne | 1 | no | 01-08- 2026 | 01-01- 2060 | 2026-07-31
106 | MATERIAL | OTHERMATERIALS | MR106 | Bearing (Elastomeric bearing assembly consisting of 7 internal layers of elastomer bonded to 6 nos. internal reinforcing steel laminates by the process of vulcanisation,) | 12000 | no | 01-08- 2026 | 01-01- 2060 | 2026-07-31
107 | MATERIAL | OTHERMATERIALS | MR107 | Bearing (Forged steel roller bearing of 250 tonne | 1 | no | 01-08- 2026 | 01-01- 2060 | 2026-07-31
108 | MATERIAL | OTHERMATERIALS | MR108 | Bearing (Pot type bearing assembly consisting of a metal piston supported by a disc, PTFE pads providing sliding surfaces against stainless steel mating together with cast steel assemblies/fabricated structural steel assemblies duly painted with all comp | 1 | no | 01-08- 2026 | 01-01- 2060 | 2026-07-31
109 | MATERIAL | OTHERMATERIALS | MR109 | Bearing (PTFE sliding plate bearing assembly of 80 tonnes ) | 1 | no | 01-08- 2026 | 01-01- 2060 | 2026-07-31
110 | MATERIAL | OTHERMATERIALS | MR111 | Compressible Fibre Board(20mm thick) | 1 | sqm | 01-08- 2026 | 01-01- 2060 | 2026-07-31
111 | MATERIAL | OTHERMATERIALS | MR112 | Connectors/ Staples | 1 | each | 01-08- 2026 | 01-01- 2060 | 2026-07-31
112 | MATERIAL | OTHERMATERIALS | MR113 | Elastomeric slab seal expansion joint assembly manufactured by using chloroprene, elastomer for elastomeric slab unit conforming to clause 915.1 of IRC: 83 (part II), | 1 | metre | 01-08- 2026 | 01-01- 2060 | 2026-07-31
113 | MATERIAL | OTHERMATERIALS | MR114 | Epoxy primer | 1 | kg | 01-08- 2026 | 01-01- 2060 | 2026-07-31
114 | MATERIAL | OTHERMATERIALS | MR115 | Epoxy resin-hardner mix for prime coat | 1 | kg | 01-08- 2026 | 01-01- 2060 | 2026-07-31
115 | MATERIAL | OTHERMATERIALS | MR116 | Flag of red color cloth 600 x 600 mm | 1 | each | 01-08- 2026 | 01-01- 2060 | 2026-07-31
116 | MATERIAL | OTHERMATERIALS | MR117 | Flowering Plants | 1 | each | 01-08- 2026 | 01-01- 2060 | 2026-07-31
117 | MATERIAL | OTHERMATERIALS | MR118 | Galvanised MS flat clamp | 35 | each | 01-08- 2026 | 01-01- 2060 | 2026-07-31
118 | MATERIAL | OTHERMATERIALS | MR119 | Galvanised steel wire crates of mesh size 100 mm x 100 mm woven with 4mm dia. GI wire in rolls of required size. | 1 | sqm | 01-08- 2026 | 01-01- 2060 | 2026-07-31
119 | MATERIAL | OTHERMATERIALS | MR120 | Galvanised structural steel plate 200 mm wide, 6 mm thick, 24 m long | 1 | kg | 01-08- 2026 | 01-01- 2060 | 2026-07-31
120 | MATERIAL | BITUMEN | MR121 | Bitumen Emulsion (RS) | 69801 | tonne | 01-08- 2026 | 01-01- 2060 | 2026-07-31
121 | MATERIAL | OTHERMATERIALS | MR122 | Geo grids | 1 | sqm | 01-08- 2026 | 01-01- 2060 | 2026-07-31
122 | MATERIAL | BITUMEN | MR123 | Bitumen Emulsion (SS) | 111804 | tonne | 01-08- 2026 | 01-01- 2060 | 2026-07-31
123 | MATERIAL | OTHERMATERIALS | MR124 | Geonets | 1 | sqm | 01-08- 2026 | 01-01- 2060 | 2026-07-31
124 | MATERIAL | OTHERMATERIALS | MR125 | Geotextile filter fabric | 1 | sqm | 01-08- 2026 | 01-01- 2060 | 2026-07-31
125 | MATERIAL | OTHERMATERIALS | MR126 | Grouting pump with agitator | 714 | hour | 01-08- 2026 | 01-01- 2060 | 2026-07-31
126 | MATERIAL | OTHERMATERIALS | MR127 | Grass (Doob) | 1 | kg | 01-08- 2026 | 01-01- 2060 | 2026-07-31
127 | MATERIAL | OTHERMATERIALS | MR128 | Grass (Fine) | 1 | kg | 01-08- 2026 | 01-01- 2060 | 2026-07-31
128 | MATERIAL | OTHERMATERIALS | MR129 | Geomembrane | 1 | sqm | 01-08- 2026 | 01-01- 2060 | 2026-07-31
129 | MATERIAL | OTHERMATERIALS | MR130 | HDPE pipes 75mm dia | 1 | metre | 01-08- 2026 | 01-01- 2060 | 2026-07-31
130 | MATERIAL | OTHERMATERIALS | MR131 | HDPE pipes 90mm dia | 1 | metre | 01-08- 2026 | 01-01- 2060 | 2026-07-31
131 | MATERIAL | OTHERMATERIALS | MR132 | Hedge plants | 1 | each | 01-08- 2026 | 01-01- 2060 | 2026-07-31
132 | MATERIAL | OTHERMATERIALS | MR133 | Helical pipes 600mm diameter | 1 | metre | 01-08- 2026 | 01-01- 2060 | 2026-07-31
133 | MATERIAL | OTHERMATERIALS | MR134 | HTS Strand | 58000 | tonne | 01-08- 2026 | 01-01- 2060 | 2026-07-31
134 | MATERIAL | OTHERMATERIALS | MR135 | Jute netting, open weave, 2.5 cm square opening for | 50 | sqm | 01-08- 2026 | 01-01- 2060 | 2026-07-31
135 | MATERIAL | OTHERMATERIALS | MR136 | Jute netting, open weave, 2.5 cm square opening for seeding and Mulching | 1 | sqm | 01-08- 2026 | 01-01- 2060 | 2026-07-31
136 | MATERIAL | OTHERMATERIALS | MR137 | LDO for steam curing | 1 | Litre | 01-08- 2026 | 01-01- 2060 | 2026-07-31
137 | MATERIAL | OTHERMATERIALS | MR138 | Modular strip/box seal expansion joint including anchorage catering | 7500 | metre | 01-08- 2026 | 01-01- 2060 | 2026-07-31
to a horizontal movement beyond 70 mm and upto 140mm assembly comprising of edge beams, central beam,2 modules chloroprene seal, anchorage elements, support and control system, all steel
138 | MATERIAL | OTHERMATERIALS | MR139 | Modular strip/box seal expansion joint | 1 | metre | 01-08- 2026 | 01-01- 2060 | 2026-07-31
139 | MATERIAL | OTHERMATERIALS | MR140 | Polymer braids | 1 | sqm | 01-08- 2026 | 01-01- 2060 | 2026-07-31
140 | MATERIAL | OTHERMATERIALS | MR141 | Perforated geosynthetic pipe 150 mm dia | 1 | metre | 01-08- 2026 | 01-01- 2060 | 2026-07-31
141 | MATERIAL | OTHERMATERIALS | MR142 | Perforated pipe of cement concrete, internal dia 100 mm | 1 | metre | 01-08- 2026 | 01-01- 2060 | 2026-07-31
142 | MATERIAL | OTHERMATERIALS | MR143 | Plastic tubes 50 cm dia, 1.2 m high | 1 | no | 01-08- 2026 | 01-01- 2060 | 2026-07-31
143 | MATERIAL | OTHERMATERIALS | MR144 | Polymer braids | 1 | metre | 01-08- 2026 | 01-01- 2060 | 2026-07-31
144 | MATERIAL | BITUMEN | MR145 | Bitumen VG 30 Packed @ 156 Kg Drum | 75940 | tonne | 01-08- 2026 | 01-01- 2060 | 2026-07-31
145 | MATERIAL | OTHERMATERIALS | MR146 | Preformed continuous chloroprene elastomer or closed cell foam sealing element with high tear strength, vulcanised in a single operation for the full length of a joint to ensure water tightness. | 1 | metre | 01-08- 2026 | 01-01- 2060 | 2026-07-31
146 | MATERIAL | BITUMEN | MR147 | Emulsion RS Packed @ 182 Kg Drum | 80498 | tonne | 01-08- 2026 | 01-01- 2060 | 2026-07-31
147 | MATERIAL | OTHERMATERIALS | MR148 | Pre-packed cement based polymer concrete of strength 45 Mpa at 28 days | 1 | kg | 01-08- 2026 | 01-01- 2060 | 2026-07-31
148 | MATERIAL | OTHERMATERIALS | MR149 | Primer | 1 | kg | 01-08- 2026 | 01-01- 2060 | 2026-07-31
149 | MATERIAL | OTHERMATERIALS | MR150 | Quick setting compound | 1 | kg | 01-08- 2026 | 01-01- 2060 | 2026-07-31
150 | MATERIAL | BITUMEN | MR151 | Emulsion SS Packed @182 kg Drum | 123472 | tonne | 01-08- 2026 | 01-01- 2060 | 2026-07-31
151 | MATERIAL | OTHERMATERIALS | MR152 | Copper Strips | 1 | metre | 01-08- 2026 | 01-01- 2060 | 2026-07-31
152 | MATERIAL | OTHERMATERIALS | MR153 | Galvanised carbon steel strips | 1 | metre | 01-08- 2026 | 01-01- 2060 | 2026-07-31
153 | MATERIAL | OTHERMATERIALS | MR154 | Glass reinforced polymer/fibre reinforced polymer/polymeric strips | 1 | metre | 01-08- 2026 | 01-01- 2060 | 2026-07-31
154 | MATERIAL | OTHERMATERIALS | MR155 | Stainless steel strips | 1 | metre | 01-08- 2026 | 01-01- 2060 | 2026-07-31
155 | MATERIAL | OTHERMATERIALS | MR156 | Aluminium strips | 1 | metre | 01-08- 2026 | 01-01- 2060 | 2026-07-31
156 | MATERIAL | OTHERMATERIALS | MR157 | Rivets | 1 | metre | 01-08- 2026 | 01-01- 2060 | 2026-07-31
157 | MATERIAL | OTHERMATERIALS | MR158 | Sand bags | 22 | no | 01-08- 2026 | 01-01- 2060 | 2026-07-31
158 | MATERIAL | OTHERMATERIALS | MR159 | Sapling 2 m high 25 mm dia | 1 | each | 01-08- 2026 | 01-01- 2060 | 2026-07-31
159 | MATERIAL | OTHERMATERIALS | MR160 | Scrap tyres of size 900 x 20 | 1 | each | 01-08- 2026 | 01-01- 2060 | 2026-07-31
160 | MATERIAL | OTHERMATERIALS | MR161 | Seeds | 1 | kg | 01-08- 2026 | 01-01- 2060 | 2026-07-31
161 | MATERIAL | OTHERMATERIALS | MR162 | Shrubs | 1 | each | 01-08- 2026 | 01-01- 2060 | 2026-07-31
162 | MATERIAL | OTHERMATERIALS | MR163 | Sheathing duct | 180 | metre | 01-08- 2026 | 01-01- 2060 | 2026-07-31
163 | MATERIAL | OTHERMATERIALS | MR164 | Sludge / Farm yard manure @ 0.18 cum per 100 sqm at site of work for turfing | 1 | cum | 01-08- 2026 | 01-01- 2060 | 2026-07-31
164 | MATERIAL | OTHERMATERIALS | MR165 | Sodium vapour lamp | 1 | each | 01-08- 2026 | 01-01- 2060 | 2026-07-31
165 | MATERIAL | OTHERMATERIALS | MR166 | Steel circular hollow pole of standard specification for street lighting to mount light at 5 m height above deck level | 1 | each | 01-08- 2026 | 01-01- 2060 | 2026-07-31
166 | MATERIAL | OTHERMATERIALS | MR167 | Anti Stripping Additive(Zycosoil) | 1717 | kg | 01-08- 2026 | 01-01- 2060 | 2026-07-31
167 | MATERIAL | OTHERMATERIALS | MR168 | Steel drum 300 mm dia 1.2 m high/empty bitumen drum | 1 | no | 01-08- 2026 | 01-01- 2060 | 2026-07-31
168 | MATERIAL | OTHERMATERIALS | MR169 | Steel helmet and cushion block on top of pile head during driving. | 1 | kg | 01-08- 2026 | 01-01- 2060 | 2026-07-31
169 | MATERIAL | OTHERMATERIALS | MR170 | Steel wire rope | 1 | kg | 01-08- 2026 | 01-01- 2060 | 2026-07-31
170 | MATERIAL | OTHERMATERIALS | MR171 | Steel wire rope 40 mm | 1 | kg | 01-08- 2026 | 01-01- 2060 | 2026-07-31
171 | MATERIAL | OTHERMATERIALS | MR172 | Synthetic Geogrids | 1 | sqm | 01-08- 2026 | 01-01- 2060 | 2026-07-31
172 | MATERIAL | OTHERMATERIALS | MR173 | Tie rods 20mm diameter | 1 | no | 01-08- 2026 | 01-01- 2060 | 2026-07-31
173 | MATERIAL | OTHERMATERIALS | MR174 | Strip seal expansion join | 7500 | metre | 01-08- 2026 | 01-01- 2060 | 2026-07-31
174 | MATERIAL | OTHERMATERIALS | MR175 | Timber | 1 | cum | 01-08- 2026 | 01-01- 2060 | 2026-07-31
175 | MATERIAL | OTHERMATERIALS | MR176 | Traffic cones with 150 mm reflective sleeve | 1 | no | 01-08- 2026 | 01-01- 2060 | 2026-07-31
176 | MATERIAL | OTHERMATERIALS | MR177 | Water | 13 | Kilo litre | 01-08- 2026 | 01-01- 2060 | 2026-07-31
177 | MATERIAL | OTHERMATERIALS | MR178 | Tube anchorage set complete with bearing plate | 2900 | metre | 01-08- 2026 | 01-01- 2060 | 2026-07-31
178 | MATERIAL | BITUMEN | MR179 | Bitumen S-65 Packed @ 156 kg Drum | 75940 | tonne | 01-08- 2026 | 01-01- 2060 | 2026-07-31
179 | MATERIAL | OTHERMATERIALS | MR181 | Wooden packing | 1 | cum | 01-08- 2026 | 01-01- 2060 | 2026-07-31
180 | MATERIAL | OTHERMATERIALS | MR182 | Wooden staff for fastening of flag 25 mm dia, one m long | 1 | each | 01-08- 2026 | 01-01- 2060 | 2026-07-31
181 | MATERIAL | OTHERMATERIALS | MR183 | Joint Sealant Compound | 1 | kg | 01-08- 2026 | 01-01- 2060 | 2026-07-31
182 | MATERIAL | OTHERMATERIALS | MR184 | Antistripping Agent | 2000 | kg | 01-08- 2026 | 01-01- 2060 | 2026-07-31
183 | MATERIAL | OTHERMATERIALS | MR188 | Residual Binder @ 13 per cent of mix = 60 x 2.2 x 0.13 | 39283 | tonne | 01-08- 2026 | 01-01- 2060 | 2026-07-31
184 | MATERIAL | OTHERMATERIALS | MR189 | G.I Pipe - 100 m dia | 460 | metre | 01-08- 2026 | 01-01- 2060 | 2026-07-31
185 | MATERIAL | OTHERMATERIALS | MR196 | Stone spall | 456 | cum | 01-08- 2026 | 01-01- 2060 | 2026-07-31
186 | HIRE |  | MR200 | Air Compressor | 322 | hour | 01-08- 2026 | 01-01- 2060 | 2026-07-31
187 | HIRE |  | MR201 | Batching and Mixing Plant | 2249 | hour | 01-08- 2026 | 01-01- 2060 | 2026-07-31
188 | HIRE |  | MR202 | Batching and Mixing Plant (b) 15-20cum capacity | 1873 | hour | 01-08- 2026 | 01-01- 2060 | 2026-07-31
189 | HIRE |  | MR203 | Bitumen Pressure Distributor | 1080 | hour | 01-08- 2026 | 01-01- 2060 | 2026-07-31
190 | HIRE |  | MR204 | Bitumen Boiler Oil fired | 200 | hour | 01-08- 2026 | 01-01- 2060 | 2026-07-31
191 | HIRE |  | MR205 | Concrete Paver Finisher with 40 | 2888 | hour | 01-08- | 01-01- | 2026-07-31
|  |  |  | HP Motor |  |  | 2026 | 2060
192 | HIRE |  | MR206 | Concrete Pump of 45 & 30cum capacity | 258 | hour | 01-08- 2026 | 01-01- 2060 | 2026-07-31
193 | HIRE |  | MR207 | Concrete Bucket | 16 | hour | 01-08- 2026 | 01-01- 2060 | 2026-07-31
194 | HIRE |  | MR208 | Concrete Mixer (cap 0.4/0.28 cum) | 234 | hour | 01-08- 2026 | 01-01- 2060 | 2026-07-31
195 | HIRE |  | MR209 | Concrete Mixer (b) 1cum | 234 | hour | 01-08- 2026 | 01-01- 2060 | 2026-07-31
196 | HIRE |  | MR210 | Crane (a) 80 tonnes | 1289 | hour | 01-08- 2026 | 01-01- 2060 | 2026-07-31
197 | HIRE |  | MR211 | Cranes 35 tonnes | 859 | hour | 01-08- 2026 | 01-01- 2060 | 2026-07-31
198 | HIRE |  | MR212 | Cranes (c) 3 tonnes | 358 | hour | 01-08- 2026 | 01-01- 2060 | 2026-07-31
199 | HIRE |  | MR213 | Dozer D - 80 - A 12 | 3748 | hour | 01-08- 2026 | 01-01- 2060 | 2026-07-31
200 | HIRE |  | MR214 | Dozer D -50 - A 15 | 2222 | hour | 01-08- 2026 | 01-01- 2060 | 2026-07-31
201 | HIRE |  | MR215 | Emulsion Pressure Distributor | 806 | hour | 01-08- 2026 | 01-01- 2060 | 2026-07-31
202 | HIRE |  | MR216 | Front End loader 1 cum bucket capacity | 812 | hour | 01-08- 2026 | 01-01- 2060 | 2026-07-31
203 | HIRE |  | MR217 | Generator (a) 125 KVA | 702 | hour | 01-08- 2026 | 01-01- 2060 | 2026-07-31
204 | HIRE |  | MR218 | Generator (b) 63 KVA | 374 | hour | 01-08- 2026 | 01-01- 2060 | 2026-07-31
205 | HIRE |  | MR219 | GSB Plant 50cum | 1046 | hour | 01-08- 2026 | 01-01- 2060 | 2026-07-31
206 | HIRE |  | MR220 | Hotmix Plant - 120 TPH capacity | 23579 | hour | 01-08- 2026 | 01-01- 2060 | 2026-07-31
207 | HIRE |  | MR221 | Hotmix Plant - 100 TPH capacity | 17438 | hour | 01-08- 2026 | 01-01- 2060 | 2026-07-31
208 | HIRE |  | MR222 | Hotmix Plant -60 to 90 TPH capacity | 13945 | hour | 01-08- 2026 | 01-01- 2060 | 2026-07-31
209 | HIRE |  | MR223 | Hotmix Plant -40 to 60TPH capacity | 11165 | hour | 01-08- 2026 | 01-01- 2060 | 2026-07-31
210 | HIRE |  | MR224 | Hydraulic Chip Spreader | 2654 | hour | 01-08- 2026 | 01-01- 2060 | 2026-07-31
211 | HIRE |  | MR225 | Hydraulic Excavator of 1 cum bucket | 1312 | hour | 01-08- 2026 | 01-01- 2060 | 2026-07-31
212 | HIRE |  | MR226 | Integrated Stone Crusher 100TPH | 8729 | hour | 01-08- 2026 | 01-01- 2060 | 2026-07-31
213 | HIRE |  | MR227 | Integrated Stone Crusher 200 HP | 18365 | hour | 01-08- 2026 | 01-01- 2060 | 2026-07-31
214 | HIRE |  | MR228 | Kerb Casting Machine | 312 | hour | 01-08- 2026 | 01-01- 2060 | 2026-07-31
215 | HIRE |  | MR229 | Mastic Cooker | 62 | hour | 01-08- 2026 | 01-01- 2060 | 2026-07-31
216 | HIRE |  | MR230 | Mechanical Broom Hydraulic | 358 | hour | 01-08- 2026 | 01-01- 2060 | 2026-07-31
217 | HIRE |  | MR231 | Motor Grader 3.35 mtr blade | 2413 | hour | 01-08- 2026 | 01-01- 2060 | 2026-07-31
218 | MATERIAL | BITUMEN | MR232 | Bitumen Emulsion (SS-1) | 111804 | tonne | 01-08- 2026 | 01-01- 2060 | 2026-07-31
219 | HIRE |  | MR233 | Mobile Slurry seal equipment | 1015 | hour | 01-08- 2026 | 01-01- 2060 | 2026-07-31
220 | HIRE |  | MR234 | Paver Finisher Mechanical 100TPH | 983 | hour | 01-08- 2026 | 01-01- 2060 | 2026-07-31
221 | HIRE |  | MR235 | Pilling Rig with Bantonite Pump | 5504 | hour | 01-08- | 01-01- | 2026-07-31
[7 empty] | 2026 | 2060
222 | HIRE |  | MR236 | Pneumatic Road Roller | 1252 | hour | 01-08- 2026 | 01-01- 2060 | 2026-07-31
223 | HIRE |  | MR237 | Pneumatic Sinking Plant | 4201 | hour | 01-08- 2026 | 01-01- 2060 | 2026-07-31
224 | HIRE |  | MR238 | Pot Hole Repair Machine | 914 | hour | 01-08- 2026 | 01-01- 2060 | 2026-07-31
225 | HIRE |  | MR239 | Prestressing Jack with Pump & access | 130 | hour | 01-08- 2026 | 01-01- 2060 | 2026-07-31
226 | HIRE |  | MR240 | Ripper | 28 | hour | 01-08- 2026 | 01-01- 2060 | 2026-07-31
227 | HIRE |  | MR241 | Rotavator | 17 | hour | 01-08- 2026 | 01-01- 2060 | 2026-07-31
228 | HIRE |  | MR242 | Road marking machine | 93 | hour | 01-08- 2026 | 01-01- 2060 | 2026-07-31
229 | HIRE |  | MR243 | Smooth Wheeled Roller 8 tonne | 464 | hour | 01-08- 2026 | 01-01- 2060 | 2026-07-31
230 | HIRE |  | MR244 | Tandem Road Roller | 1152 | hour | 01-08- 2026 | 01-01- 2060 | 2026-07-31
231 | HIRE |  | MR246 | Tipper- 5 cum | 3 | tonne km | 01-08- 2026 | 01-01- 2060 | 2026-07-31
232 | HIRE |  | MR247 | Tipper - 5 cum | 312 | hour | 01-08- 2026 | 01-01- 2060 | 2026-07-31
233 | HIRE |  | MR248 | Transit Mixer 4.0/4.5 cum | 938 | hour | 01-08- 2026 | 01-01- 2060 | 2026-07-31
234 | HIRE |  | MR250 | Transit Mixer 3. cum | 859 | hour | 01-08- 2026 | 01-01- 2060 | 2026-07-31
235 | HIRE |  | MR252 | Tractor | 365 | hour | 01-08- 2026 | 01-01- 2060 | 2026-07-31
236 | HIRE |  | MR253 | Tractor with Rotevator | 382 | hour | 01-08- 2026 | 01-01- 2060 | 2026-07-31
237 | HIRE |  | MR254 | Tractor with Ripper | 393 | hour | 01-08- 2026 | 01-01- 2060 | 2026-07-31
238 | HIRE |  | MR255 | Truck 5.5 cum per 10 tonnes | 23 | kilogram | 01-08- 2026 | 01-01- 2060 | 2026-07-31
239 | HIRE |  | MR256 | Truck 5.5 cum per 10 tonnes | 312 | hour | 01-08- 2026 | 01-01- 2060 | 2026-07-31
240 | HIRE |  | MR257 | Truck 5.5 cum per 10 tonnes | 3 | tonne km | 01-08- 2026 | 01-01- 2060 | 2026-07-31
241 | HIRE |  | MR258 | Vibratory Roller 8 tonne | 1553 | hour | 01-08- 2026 | 01-01- 2060 | 2026-07-31
242 | HIRE |  | MR259 | Water Tanker | 250 | hour | 01-08- 2026 | 01-01- 2060 | 2026-07-31
243 | HIRE |  | MR260 | Water Tanker | 25 | kilogram | 01-08- 2026 | 01-01- 2060 | 2026-07-31
244 | HIRE |  | MR261 | Wet Mix Plant 60 TPH | 1213 | hour | 01-08- 2026 | 01-01- 2060 | 2026-07-31
245 | HIRE |  | MR262 | Air compressor with pneumatic chisel attachment for cutting hard clay | 322 | hour | 01-08- 2026 | 01-01- 2060 | 2026-07-31
246 | HIRE |  | MR269 | Crane 5 tonne capacity | 358 | hour | 01-08- 2026 | 01-01- 2060 | 2026-07-31
247 | HIRE |  | MR270 | MS sheet 3 mm thick @ 24 kg/sqm | 46 | kg | 01-08- 2026 | 01-01- 2060 | 2026-07-31
248 | HIRE |  | MR273 | Crane 40 T capacity | 859 | hour | 01-08- 2026 | 01-01- 2060 | 2026-07-31
249 | HIRE |  | MR274 | Crane with grab 0.75 cum capacity | 374 | hour | 01-08- 2026 | 01-01- 2060 | 2026-07-31
250 | HIRE |  | MR275 | Compressor with guniting equipment along with accessories | 322 | hour | 01-08- 2026 | 01-01- 2060 | 2026-07-31
251 | HIRE |  | MR278 | Generator 33 KVA | 374 | hour | 01-08- 2026 | 01-01- 2060 | 2026-07-31
252 | HIRE |  | MR279 | Generator 100 KVA | 702 | hour | 01-08- 2026 | 01-01- 2060 | 2026-07-31
253 | HIRE |  | MR280 | Generator 250 KVA | 702 | hour | 01-08- 2026 | 01-01- 2060 | 2026-07-31
254 | HIRE |  | MR283 | Pre-moulded asphalt filler board | 350 | sqm | 01-08- 2026 | 01-01- 2060 | 2026-07-31
255 | HIRE |  | MR293 | Wet Mix plant 75 TPH | 1213 | hour | 01-08- 2026 | 01-01- 2060 | 2026-07-31
256 | HIRE |  | MR294 | Tractor - trolley | 365 | hour | 01-08- 2026 | 01-01- 2060 | 2026-07-31
257 | HIRE |  | MR295 | Tipper 5.5 tonnes capacity | 312 | hour | 01-08- 2026 | 01-01- 2060 | 2026-07-31
258 | HIRE |  | MR296 | Time taken for onward haulage with load | 312 | hour | 01-08- 2026 | 01-01- 2060 | 2026-07-31
259 | HIRE |  | MR297 | Time taken for empty return trip | 312 | hour | 01-08- 2026 | 01-01- 2060 | 2026-07-31
260 | HIRE |  | MR298 | Time taken for onward haulage | 312 | hour | 01-08- 2026 | 01-01- 2060 | 2026-07-31
261 | HIRE |  | MR299 | Tipper 5.5 cum capacity, 4 trips per hour | 312 | hour | 01-08- 2026 | 01-01- 2060 | 2026-07-31
262 | MATERIAL | OTHERMATERIALS | MR300 | Puddle clay | 123 | cum | 01-08- 2026 | 01-01- 2060 | 2026-07-31
263 | MATERIAL | OTHERMATERIALS | MR301 | Empty cement bag | 4 | no | 01-08- 2026 | 01-01- 2060 | 2026-07-31
264 | MATERIAL | OTHERMATERIALS | MR302 | Hooks for locking arrangements | 70 | each | 01-08- 2026 | 01-01- 2060 | 2026-07-31
265 | MATERIAL | OTHERMATERIALS | MR303 | Chain for locking arrangemet | 72 | metre | 01-08- 2026 | 01-01- 2060 | 2026-07-31
266 | MATERIAL | OTHERMATERIALS | MR304 | Padlock 65mm | 230 | each | 01-08- 2026 | 01-01- 2060 | 2026-07-31
267 | LABOUR |  | MR307 | Cutting charge for MS Pipes | 80 | metre | 01-08- 2026 | 01-01- 2060 | 2026-07-31
268 | LABOUR |  | MR308 | Rolling cahrge for MS Pipe | 16 | kg | 01-08- 2026 | 01-01- 2060 | 2026-07-31
269 | LABOUR |  | MR309 | Chipping charge for MS Pipes | 328 | metre | 01-08- 2026 | 01-01- 2060 | 2026-07-31
270 | LABOUR |  | MR310 | Grinding | 40 | metre | 01-08- 2026 | 01-01- 2060 | 2026-07-31
271 | LABOUR |  | MR311 | Making holes for pipes | 5 | no | 01-08- 2026 | 01-01- 2060 | 2026-07-31
272 | MATERIAL | OTHERMATERIALS | MR313 | Rubber packing | 112 | kg | 01-08- 2026 | 01-01- 2060 | 2026-07-31
273 | HIRE |  | MR315 | Hire charge for water testing equipment for permeability tests | 200 | each | 01-08- 2026 | 01-01- 2060 | 2026-07-31
274 | MATERIAL | OTHERMATERIALS | MR316 | Geo fabric filter GWF -26-130 | 79 | sqm | 01-08- 2026 | 01-01- 2060 | 2026-07-31
275 | LABOUR |  | MR317 | Divers with diving set for shallow depth | 563 | Day | 01-08- 2026 | 01-01- 2060 | 2026-07-31
276 | LABOUR |  | MR318 | Divers without diving set for Shallow depth | 471 | Day | 01-08- 2026 | 01-01- 2060 | 2026-07-31
277 | HIRE |  | MR319 | Hire for second class boat | 694 | Day | 01-08- 2026 | 01-01- 2060 | 2026-07-31
278 | HIRE |  | MR320 | Hire charge for pump for permeability tests | 750 | Day | 01-08- 2026 | 01-01- 2060 | 2026-07-31
279 | HIRE |  | MR321 | Hire charge for pressure testing equipment | 200 | each | 01-08- 2026 | 01-01- 2060 | 2026-07-31
280 | MATERIAL | OTHERMATERIALS | MR325 | Thambakam wood | 43643 | cum | 01-08- 2026 | 01-01- 2060 | 2026-07-31
281 | HIRE |  | MR326 | Hire of Crow bar | 7 | L.S | 01-08- 2026 | 01-01- 2060 | 2026-07-31
282 | MATERIAL | OTHERMATERIALS | MR327 | FRP C Channel with accessories | 1396 | metre | 01-08- 2026 | 01-01- 2060 | 2026-07-31
283 | MATERIAL | OTHERMATERIALS | MR328 | FRP Shutter with accessories | 15154 | sqm | 01-08- 2026 | 01-01- 2060 | 2026-07-31
284 | MATERIAL | OTHERMATERIALS | MR331 | Granite Stone of size 150 to 300 kg for ASE work-Thiruvananthapuram | 409 | no | 01-08- 2026 | 01-01- 2060 | 2026-07-31
285 | MATERIAL | OTHERMATERIALS | MR332 | Granite stones of size 150 to 300 kg for ASE works - Kollam | 429 | no | 01-08- 2026 | 01-01- 2060 | 2026-07-31
286 | MATERIAL | OTHERMATERIALS | MR333 | Granite Stones of size 150 to 300 kg for ASE work -Alleppey | 454 | no | 01-08- 2026 | 01-01- 2060 | 2026-07-31
287 | MATERIAL | OTHERMATERIALS | MR334 | Granite stone of size 150 to 300 kg for ASE works - Ernakulam | 431 | no | 01-08- 2026 | 01-01- 2060 | 2026-07-31
288 | MATERIAL | OTHERMATERIALS | MR335 | Granite stones of size 150 to 300 kg for ASE work - Thrissur | 443 | no | 01-08- 2026 | 01-01- 2060 | 2026-07-31
289 | MATERIAL | OTHERMATERIALS | MR336 | Granite stones of size 150 to 300 kg for ASE work - Malappuram | 435 | no | 01-08- 2026 | 01-01- 2060 | 2026-07-31
290 | MATERIAL | OTHERMATERIALS | MR337 | Granite stones of size 150 to 300 kg for ASE work - Calicut | 441 | no | 01-08- 2026 | 01-01- 2060 | 2026-07-31
291 | MATERIAL | OTHERMATERIALS | MR338 | Granite stone of size 150 to 300 kg for ASE work - Kannur | 414 | no | 01-08- 2026 | 01-01- 2060 | 2026-07-31
292 | MATERIAL | OTHERMATERIALS | MR339 | Granite stone of size 150 to 300 kg for ASE work - Kasargode | 165 | no | 01-08- 2026 | 01-01- 2060 | 2026-07-31
293 | MATERIAL | OTHERMATERIALS | MR341 | Granite stones of size 300 to 400 kg for ASE work - Thiruvananthapuram | 520 | no | 01-08- 2026 | 01-01- 2060 | 2026-07-31
294 | MATERIAL | OTHERMATERIALS | MR342 | Granite stones of size 300 to 400 kg for ASE work - Kollam | 554 | no | 01-08- 2026 | 01-01- 2060 | 2026-07-31
295 | MATERIAL | OTHERMATERIALS | MR343 | Granite stones of size 300 to 400kg for ASE work -Alleppey | 595 | no | 01-08- 2026 | 01-01- 2060 | 2026-07-31
296 | MATERIAL | OTHERMATERIALS | MR344 | Granite stones of size 300 to 400 kg for ASE work - Ernakulam | 556 | no | 01-08- 2026 | 01-01- 2060 | 2026-07-31
297 | MATERIAL | OTHERMATERIALS | MR345 | Granite stones of size 300 to 400 kg for ASE work - Thrissur | 576 | no | 01-08- 2026 | 01-01- 2060 | 2026-07-31
298 | MATERIAL | OTHERMATERIALS | MR346 | Granite stone of size 300 to 400 kg for ASE work - Malappuram | 563 | no | 01-08- 2026 | 01-01- 2060 | 2026-07-31
299 | MATERIAL | OTHERMATERIALS | MR347 | Granite stones of size 300 to 400 kg for ASE work - Calicut | 572 | no | 01-08- 2026 | 01-01- 2060 | 2026-07-31
300 | MATERIAL | OTHERMATERIALS | MR348 | Granite stones of size 300 to 400 kg for ASE work - Kannur | 528 | no | 01-08- 2026 | 01-01- 2060 | 2026-07-31
301 | MATERIAL | OTHERMATERIALS | MR349 | Granite stones of size 300 to 400 kg for ASE work - Kasargode | 276 | no | 01-08- 2026 | 01-01- 2060 | 2026-07-31
302 | HIRE |  | MR350 | Hire charge of dredger capacity 100cum | 15319 | Day | 01-08- 2026 | 01-01- 2060 | 2026-07-31
303 | MATERIAL | OTHERMATERIALS | MR351 | Soling stone for ASE work - Thiruvananthapuram | 2060 | cum | 01-08- 2026 | 01-01- 2060 | 2026-07-31
304 | MATERIAL | OTHERMATERIALS | MR352 | Soling stone for ASE work - Kollam | 2364 | cum | 01-08- 2026 | 01-01- 2060 | 2026-07-31
305 | MATERIAL | OTHERMATERIALS | MR353 | Soling stone for ASE work - Alleppey | 2581 | cum | 01-08- 2026 | 01-01- 2060 | 2026-07-31
306 | MATERIAL | OTHERMATERIALS | MR354 | Soling stone for ASE work - Ernakulam | 2376 | cum | 01-08- 2026 | 01-01- 2060 | 2026-07-31
307 | MATERIAL | OTHERMATERIALS | MR355 | Soling stone for ASE work - Thrissur | 2482 | cum | 01-08- 2026 | 01-01- 2060 | 2026-07-31
308 | MATERIAL | OTHERMATERIALS | MR356 | Soling stone for ASE work - Malappuram | 2215 | cum | 01-08- 2026 | 01-01- 2060 | 2026-07-31
309 | MATERIAL | OTHERMATERIALS | MR357 | Soling stone for ASE work - Calicut | 2462 | cum | 01-08- 2026 | 01-01- 2060 | 2026-07-31
310 | MATERIAL | OTHERMATERIALS | MR358 | Soling stone for ASE work - | 2226 | cum | 01-08- | 01-01- | 2026-07-31
|  |  |  | Kannur |  |  | 2026 | 2060
311 | MATERIAL | OTHERMATERIALS | MR359 | Soling stone for ASE work - Kasargode | 2107 | cum | 01-08- 2026 | 01-01- 2060 | 2026-07-31
312 | HIRE |  | MR360 | Hire charge of dredger capacity 100cum | 53500 | Day | 01-08- 2026 | 01-01- 2060 | 2026-07-31
313 | MATERIAL | OTHERMATERIALS | MR361 | Quarry run for ASE work - Thiruvananthapuram | 371 | cum | 01-08- 2026 | 01-01- 2060 | 2026-07-31
314 | MATERIAL | OTHERMATERIALS | MR362 | Quarry run for ASE work - Kollam | 452 | cum | 01-08- 2026 | 01-01- 2060 | 2026-07-31
315 | MATERIAL | OTHERMATERIALS | MR363 | Quarry run for ASE work - Alleppey | 436 | cum | 01-08- 2026 | 01-01- 2060 | 2026-07-31
316 | MATERIAL | OTHERMATERIALS | MR364 | Quarry run for ASE work - Ernakulam | 447 | cum | 01-08- 2026 | 01-01- 2060 | 2026-07-31
317 | MATERIAL | OTHERMATERIALS | MR365 | Quarry run for ASE work - Thrissur | 428 | cum | 01-08- 2026 | 01-01- 2060 | 2026-07-31
318 | MATERIAL | OTHERMATERIALS | MR366 | Quarry run for ASE work - Malappuram | 447 | cum | 01-08- 2026 | 01-01- 2060 | 2026-07-31
319 | MATERIAL | OTHERMATERIALS | MR367 | Quarry run for ASE work - Calicut | 523 | cum | 01-08- 2026 | 01-01- 2060 | 2026-07-31
320 | MATERIAL | OTHERMATERIALS | MR368 | Quarry run for ASE work - Kannur | 485 | cum | 01-08- 2026 | 01-01- 2060 | 2026-07-31
321 | MATERIAL | OTHERMATERIALS | MR369 | Quarry run for ASE work - Kasargode | 447 | cum | 01-08- 2026 | 01-01- 2060 | 2026-07-31
322 | MATERIAL | OTHERMATERIALS | MR371 | Granite stone 20 to 40 dm3 for ASE work - Thiruvananthapuram | 2032 | cum | 01-08- 2026 | 01-01- 2060 | 2026-07-31
323 | MATERIAL | OTHERMATERIALS | MR372 | Granite stone 20 to 40dm3 for ASE work - Kollam | 2331 | cum | 01-08- 2026 | 01-01- 2060 | 2026-07-31
324 | MATERIAL | OTHERMATERIALS | MR373 | Granite stone 20 to 40dm3 for ASE work - Alleppey | 2543 | cum | 01-08- 2026 | 01-01- 2060 | 2026-07-31
325 | MATERIAL | OTHERMATERIALS | MR374 | Granite stone 20 to 40 dm3 for ASE work - Ernakulam | 2342 | cum | 01-08- 2026 | 01-01- 2060 | 2026-07-31
326 | MATERIAL | OTHERMATERIALS | MR375 | Granite stone 20 to 40 dm3for ASE work -Thrissur | 2446 | cum | 01-08- 2026 | 01-01- 2060 | 2026-07-31
327 | MATERIAL | OTHERMATERIALS | MR376 | Granite stone 20 to 40 dm3 for ASE work - Malappuram | 2184 | cum | 01-08- 2026 | 01-01- 2060 | 2026-07-31
328 | MATERIAL | OTHERMATERIALS | MR377 | Granite stone 20 to 40 dm3 for ASE work - Calicut | 2427 | cum | 01-08- 2026 | 01-01- 2060 | 2026-07-31
329 | MATERIAL | OTHERMATERIALS | MR378 | Granite stone 20 to 40 dm3 for ASE work -Kannur | 2195 | cum | 01-08- 2026 | 01-01- 2060 | 2026-07-31
330 | MATERIAL | OTHERMATERIALS | MR379 | Granite stone 20 to 40 dm3 for ASE work - Kasargode | 2079 | cum | 01-08- 2026 | 01-01- 2060 | 2026-07-31
331 | HIRE |  | MR383 | Wet mix plant @75 tonne capacity per hour | 1213 | hour | 01-08- 2026 | 01-01- 2060 | 2026-07-31
332 | HIRE |  | MR384 | Tipper 10 tonne | 3 | tonne km | 01-08- 2026 | 01-01- 2060 | 2026-07-31
333 | HIRE |  | MR385 | Batch mix HMP 100-120 TPH @ 75 tonne per hour actual output | 20508 | hour | 01-08- 2026 | 01-01- 2060 | 2026-07-31
334 | HIRE |  | MR386 | Tipper 5.5 cum capacity for carriage of aggregate from stockpile on road side to slurry equipment, bitumen emulsion and filler. | 312 | hour | 01-08- 2026 | 01-01- 2060 | 2026-07-31
335 | HIRE |  | MR388 | Paver finisher hydrostactic with sensor control @ 75 cum per hour | 2694 | hour | 01-08- 2026 | 01-01- 2060 | 2026-07-31
336 | HIRE |  | MR389 | Motor Grader 110HP@ 50 cum per hour | 2413 | hour | 01-08- 2026 | 01-01- 2060 | 2026-07-31
337 | MATERIAL | OTHERMATERIALS | MR390 | Aluminium sheeting fixed with Type IV reflective sheeting of size 0.9 sqm | 3495 | sqm | 01-08- 2026 | 01-01- 2060 | 2026-07-31
338 | MATERIAL | OTHERMATERIALS | MR391 | Alunminium sheeting fixed with | 3495 | sqm | 01-08- | 01-01- | 2026-07-31
|  |  |  | Type IV reflective sheeting of size 1.5 sqm |  |  | 2026 | 2060
339 | MATERIAL | OTHERMATERIALS | MR392 | Aluminium Sheeting fixed with Type IV reflecting Sheeting | 3495 | sqm | 01-08- 2026 | 01-01- 2060 | 2026-07-31
340 | HIRE |  | MR400 | Plate compactor | 27 | hour | 01-08- 2026 | 01-01- 2060 | 2026-07-31
341 | HIRE |  | MR401 | Drum mix plant for cold mixes of appropriate capacity but not less than 75 tonnes/hour. | 1 | hour | 01-08- 2026 | 01-01- 2060 | 2026-07-31
342 | HIRE |  | MR402 | Paver Finisher Hydrostatic with sensor control 100 TPH | 2694 | hour | 01-08- 2026 | 01-01- 2060 | 2026-07-31
343 | HIRE |  | MR403 | Batch type cold mixing plant 100-120 TPH capacity producing an average output of 75 tonne per hour | 234 | hour | 01-08- 2026 | 01-01- 2060 | 2026-07-31
344 | HIRE |  | MR404 | Cement concrete batch mix plant | 1250 | hour | 01-08- 2026 | 01-01- 2060 | 2026-07-31
345 | HIRE |  | MR405 | HMP of appropicate capacity | 20508 | hour | 01-08- 2026 | 01-01- 2060 | 2026-07-31
346 | HIRE |  | MR406 | Wet Mix plant @75 tonne per hour | 1213 | hour | 01-08- 2026 | 01-01- 2060 | 2026-07-31
347 | HIRE |  | MR407 | Tipper | 3 | tonne km | 01-08- 2026 | 01-01- 2060 | 2026-07-31
348 | HIRE |  | MR408 | Cement concrete batch mix plant | 1250 | hour | 01-08- 2026 | 01-01- 2060 | 2026-07-31
349 | HIRE |  | MR409 | Transit truck agitator 5 cum capacity. | 3 | tonne km | 01-08- 2026 | 01-01- 2060 | 2026-07-31
350 | HIRE |  | MR410 | Batch mix HMP @ 75 tonne per hour | 20508 | hour | 01-08- 2026 | 01-01- 2060 | 2026-07-31
351 | HIRE |  | MR411 | Crane 10 tonne capacity | 358 | hour | 01-08- 2026 | 01-01- 2060 | 2026-07-31
352 | HIRE |  | MR412 | Vibrating Pile driving hammer complete with power unit and accessories. | 4375 | hour | 01-08- 2026 | 01-01- 2060 | 2026-07-31
353 | HIRE |  | MR413 | Piling rig Including double acting pile driving hammer (Hydraulic rig) | 4250 | hour | 01-08- 2026 | 01-01- 2060 | 2026-07-31
354 | HIRE |  | MR414 | Joint Cutting Machine with 2-3 blades (for rigid pavement) | 137 | hour | 01-08- 2026 | 01-01- 2060 | 2026-07-31
355 | HIRE |  | MR415 | Texturing machine (for rigid pavement) | 115 | hour | 01-08- 2026 | 01-01- 2060 | 2026-07-31
356 | HIRE |  | MR416 | Cement concrete batch mix plant @ 175 cum per hour (effective output) | 1250 | hour | 01-08- 2026 | 01-01- 2060 | 2026-07-31
357 | HIRE |  | MR417 | Crane 20 tonne capacity | 1162 | hour | 01-08- 2026 | 01-01- 2060 | 2026-07-31
358 | HIRE |  | MR418 | Plate compactor | 27 | hour | 01-08- 2026 | 01-01- 2060 | 2026-07-31
359 | MATERIAL | OTHERMATERIALS | MR419 | Aluminium sheeting fixed with ASTM Type IV retroreflective sheeting | 3495 | sqm | 01-08- 2026 | 01-01- 2060 | 2026-07-31
360 | MATERIAL | OTHERMATERIALS | MR420 | AC pipe 100 mm dia | 47 | metre | 01-08- 2026 | 01-01- 2060 | 2026-07-31
361 | MATERIAL | OTHERMATERIALS | MR421 | Acrylic polymer bonding coat | 1 | Litre | 01-08- 2026 | 01-01- 2060 | 2026-07-31
362 | MATERIAL | OTHERMATERIALS | MR422 | Alluminium Paint | 160 | Litre | 01-08- 2026 | 01-01- 2060 | 2026-07-31
363 | MATERIAL | OTHERMATERIALS | MR423 | Aluminium alloy plate 2mm Thick | 1 | sqm | 01-08- 2026 | 01-01- 2060 | 2026-07-31
364 | MATERIAL | OTHERMATERIALS | MR424 | Retro reflective tape | 90 | metre | 01-08- 2026 | 01-01- 2060 | 2026-07-31
365 | MATERIAL | OTHERMATERIALS | MR425 | Joint Cutting Machine with 2-3 | 137 | hour | 01-08- | 01-01- | 2026-07-31
|  |  |  | blades |  |  | 2026 | 2060
366 | MATERIAL | OTHERMATERIALS | MR426 | Wooden ballies 8 | 337 | each | 01-08- 2026 | 01-01- 2060 | 2026-07-31
367 | MATERIAL | OTHERMATERIALS | MR427 | Wooden ballies 2 | 25 | metre | 01-08- 2026 | 01-01- 2060 | 2026-07-31
368 | MATERIAL | OTHERMATERIALS | MR428 | Texturing machine | 115 | hour | 01-08- 2026 | 01-01- 2060 | 2026-07-31
369 | HIRE |  | MR429 | HMP 100-110 TPH Capacity | 20508 | hour | 01-08- 2026 | 01-01- 2060 | 2026-07-31
370 | HIRE |  | MR430 | Snow blower equipment 140 HP | 1 | hour | 01-08- 2026 | 01-01- 2060 | 2026-07-31
371 | HIRE |  | MR431 | Batching Plant @ 20 cum/hour | 2249 | cum | 01-08- 2026 | 01-01- 2060 | 2026-07-31
372 | MATERIAL | OTHERMATERIALS | MR432 | Aluminium sheeting fixed with ASTM Type XI retroreflective sheeting | 6216 | sqm | 01-08- 2026 | 01-01- 2060 | 2026-07-31
373 | HIRE |  | MR433 | Induction, deinduction and erection of plant and equipment including all components and accessories for pneumatic method of well sinking. | 702 | hour | 01-08- 2026 | 01-01- 2060 | 2026-07-31
374 | MATERIAL | OTHERMATERIALS | MR434 | collar for AC pipe | 14 | each | 01-08- 2026 | 01-01- 2060 | 2026-07-31
375 | MATERIAL | OTHERMATERIALS | MR437 | Tube anchorage set complete with bearing plate, permanent wedges etc | 2900 | each | 01-08- 2026 | 01-01- 2060 | 2026-07-31
376 | MATERIAL | OTHERMATERIALS | MR445 | Aluminium sheeting fixed with Type XI reflective sheeting | 6216 | sqm | 01-08- 2026 | 01-01- 2060 | 2026-07-31
377 | HIRE |  | MR446 | Tipper 10 tonne capacity for carriage of stone chips from stockpile on road side to chip spreader | 312 | hour | 01-08- 2026 | 01-01- 2060 | 2026-07-31
378 | MATERIAL | OTHERMATERIALS | MR447 | Gelatin | 74 | kg | 01-08- 2026 | 01-01- 2060 | 2026-07-31
379 | HIRE |  | MR448 | Tipper10 tonne capacity | 312 | hour | 01-08- 2026 | 01-01- 2060 | 2026-07-31
380 | MATERIAL | OTHERMATERIALS | MR450 | Welded steel wire fabric 75x50 mm mesh @ 5 kg/sqm, 4x30x2.3+5 per cent wastage | 57 | kg | 01-08- 2026 | 01-01- 2060 | 2026-07-31
381 | HIRE |  | MR451 | Motor Grader for grading | 2413 | hour | 01-08- 2026 | 01-01- 2060 | 2026-07-31
382 | HIRE |  | MR453 | Crane 15 tonne capacity | 1 | hour | 01-08- 2026 | 01-01- 2060 | 2026-07-31
383 | HIRE |  | MR454 | Boat to carry atleast 20 persons | 1 | hour | 01-08- 2026 | 01-01- 2060 | 2026-07-31
384 | HIRE |  | MR455 | Induction and deinduction | 100000 | L.S | 01-08- 2026 | 01-01- 2060 | 2026-07-31
385 | HIRE |  | MR456 | Erection at site and commissioning | 150000 | L.S | 01-08- 2026 | 01-01- 2060 | 2026-07-31
386 | HIRE |  | MR457 | Hire and running of pilling rig including double acting pile driving hammer complete with power unit and accessories. | 1 | hour | 01-08- 2026 | 01-01- 2060 | 2026-07-31
387 | HIRE |  | MR458 | Crane 20 tonne capacity | 1162 | hour | 01-08- 2026 | 01-01- 2060 | 2026-07-31
388 | HIRE |  | MR459 | Vibrating Pile driving hammer complete with power unit and accessories. | 4375 | hour | 01-08- 2026 | 01-01- 2060 | 2026-07-31
389 | HIRE |  | MR460 | Crane 10 tonne capacity | 1 | hour | 01-08- 2026 | 01-01- 2060 | 2026-07-31
390 | HIRE |  | MR461 | Epoxy Injection gun | 1 | hour | 01-08- 2026 | 01-01- 2060 | 2026-07-31
391 | HIRE |  | MR462 | Hire charges for jack | 1 | Day | 01-08- 2026 | 01-01- 2060 | 2026-07-31
392 | MATERIAL | OTHERMATERIALS | MR464 | Sealant primer | 1 | kg | 01-08- 2026 | 01-01- 2060 | 2026-07-31
393 | MATERIAL | OTHERMATERIALS | MR465 | Permeable synthetic geotextile including 5 per cent for overlap and wastage | 1 | sqm | 01-08- 2026 | 01-01- 2060 | 2026-07-31
394 | MATERIAL | OTHERMATERIALS | MR466 | Galvanization cost for structural steel for W Beam | 437 | L.S | 01-08- 2026 | 01-01- 2060 | 2026-07-31
395 | MATERIAL | OTHERMATERIALS | MR467 | Galvanization cost for structural steel for Thrie Beam | 543 | L.S | 01-08- 2026 | 01-01- 2060 | 2026-07-31
396 | MATERIAL | OTHERMATERIALS | MR468 | Steel circular hollow pole of standard specification for street lighting to mount light at 9 m height above road level | 1 | each | 01-08- 2026 | 01-01- 2060 | 2026-07-31
397 | HIRE |  | MR469 | Transit Mixer | 4 | cum per km | 01-08- 2026 | 01-01- 2060 | 2026-07-31
398 | HIRE |  | MR470 | Truck Trailor 30 tonne capacity | 1 | tonne km | 01-08- 2026 | 01-01- 2060 | 2026-07-31
399 | HIRE |  | MR471 | Motor Grader for grading | 2413 | hour | 01-08- 2026 | 01-01- 2060 | 2026-07-31
400 | HIRE |  | MR472 | Batch type HMP 30/40 TPH | 7400 | hour | 01-08- 2026 | 01-01- 2060 | 2026-07-31
401 | HIRE |  | MR473 | Bitumen boiler oil fired (200 litre) | 70 | hour | 01-08- 2026 | 01-01- 2060 | 2026-07-31
402 | MATERIAL | BITUMEN | MR474 | Bitumen (Natural Rubber Modified) | 77270 | tonne | 01-08- 2026 | 01-01- 2060 | 2026-07-31
403 | HIRE |  | MR475 | HMP of appropriate capacity | 7400 | hour | 01-08- 2026 | 01-01- 2060 | 2026-07-31
404 | HIRE |  | MR476 | Wet mix plant | 1213 | hour | 01-08- 2026 | 01-01- 2060 | 2026-07-31
405 | HIRE |  | MR477 | Dozer D-50 | 2222 | hour | 01-08- 2026 | 01-01- 2060 | 2026-07-31
406 | HIRE |  | MR478 | Truck | 312 | hour | 01-08- 2026 | 01-01- 2060 | 2026-07-31
407 | HIRE |  | MR479 | Crow bars | 5 | hour | 01-08- 2026 | 01-01- 2060 | 2026-07-31
408 | MATERIAL | OTHERMATERIALS | MR480 | Cost of Resin and hardner adhesive | 919 | Kit | 01-08- 2026 | 01-01- 2060 | 2026-07-31
409 | HIRE |  | MR481 | Jack Hammer with Tractor | 195 | hour | 01-08- 2026 | 01-01- 2060 | 2026-07-31
410 | MATERIAL | OTHERMATERIALS | MR482 | Fevicol | 220 | kg | 01-08- 2026 | 01-01- 2060 | 2026-07-31
411 | MATERIAL | OTHERMATERIALS | MR483 | Corbelling Stones | 27 | no | 01-08- 2026 | 01-01- 2060 | 2026-07-31
412 | MATERIAL | OTHERMATERIALS | MR484 | Loose stone | 700 | cum | 01-08- 2026 | 01-01- 2060 | 2026-07-31
413 | MATERIAL | OTHERMATERIALS | MR485 | Jute Netting | 50 | sqm | 01-08- 2026 | 01-01- 2060 | 2026-07-31
414 | MATERIAL | OTHERMATERIALS | MR486 | Edge Stone (450mm x 350mm x 100mm) | 63 | no | 01-08- 2026 | 01-01- 2060 | 2026-07-31
415 | MATERIAL | OTHERMATERIALS | MR487 | Epoxy primer | 280 | Litre | 01-08- 2026 | 01-01- 2060 | 2026-07-31
416 | MATERIAL | STEEL | MR488 | MS Sheet Tube | 76 | kg | 01-08- 2026 | 01-01- 2060 | 2026-07-31
417 | MATERIAL | STEEL | MR489 | MS Sheet 1.5mm thick | 1081 | sqm | 01-08- 2026 | 01-01- 2060 | 2026-07-31
418 | MATERIAL | STEEL | MR490 | MS Sheet 2mm thick | 1381 | sqm | 01-08- 2026 | 01-01- 2060 | 2026-07-31
419 | HIRE |  | MR491 | Tractor Mount Grader | 2411 | hour | 01-08- | 01-01- | 2026-07-31
[7 empty] | 2026 | 2060
420 | MATERIAL | OTHERMATERIALS | MR492 | Elastomeric slab seal expansion joint assembly | 12000 | metre | 01-08- 2026 | 01-01- 2060 | 2026-07-31
421 | MATERIAL | OTHERMATERIALS | MR493 | Galvanized Angle | 80 | kg | 01-08- 2026 | 01-01- 2060 | 2026-07-31
422 | MATERIAL | OTHERMATERIALS | MR494 | Preformed continuous Chlorprene Elastomer | 4500 | metre | 01-08- 2026 | 01-01- 2060 | 2026-07-31
423 | MATERIAL | OTHERMATERIALS | MR495 | Compressible fibre board | 350 | sqm | 01-08- 2026 | 01-01- 2060 | 2026-07-31
424 | MATERIAL | STEEL | MR496 | Galvanized MS Plate | 80 | kg | 01-08- 2026 | 01-01- 2060 | 2026-07-31
425 | MATERIAL | OTHERMATERIALS | MR497 | Shredded waste plastic | 22000 | tonne | 01-08- 2026 | 01-01- 2060 | 2026-07-31
426 | MATERIAL | BITUMEN | MR498 | Bitumen Emulsion (RS-1) | 69801 | tonne | 01-08- 2026 | 01-01- 2060 | 2026-07-31
427 | MATERIAL | BITUMEN | MR499 | Bitumen S-65 | 70640 | tonne | 01-08- 2026 | 01-01- 2060 | 2026-07-31
428 | MATERIAL | OTHERMATERIALS | MR501 | Blasted Granite stones 1to 10kg for Groynes -Thiruvananthapuram | 2060 | cum | 01-08- 2026 | 01-01- 2060 | 2026-07-31
429 | MATERIAL | OTHERMATERIALS | MR502 | Blasted Granite stone 1to 10Kg for Groynes - Kollam | 2364 | cum | 01-08- 2026 | 01-01- 2060 | 2026-07-31
430 | MATERIAL | OTHERMATERIALS | MR503 | Blasted Granite stone 1 to 10 kg for Groynes - Alleppey | 2581 | cum | 01-08- 2026 | 01-01- 2060 | 2026-07-31
431 | MATERIAL | OTHERMATERIALS | MR504 | Blasted Granite stones 1 to 10kg for Groynes - Ernakulam | 2376 | cum | 01-08- 2026 | 01-01- 2060 | 2026-07-31
432 | MATERIAL | OTHERMATERIALS | MR505 | Blasted granite stone 1 to 10Kg for Groynes - Thrissur | 2482 | cum | 01-08- 2026 | 01-01- 2060 | 2026-07-31
433 | MATERIAL | OTHERMATERIALS | MR506 | Blasted Granite stone 1 to 10 kg for Groynes - malappuram | 2215 | cum | 01-08- 2026 | 01-01- 2060 | 2026-07-31
434 | MATERIAL | OTHERMATERIALS | MR507 | Blasted Granite stone 1 to 10 KG for Groynes - Calicut | 2462 | cum | 01-08- 2026 | 01-01- 2060 | 2026-07-31
435 | MATERIAL | OTHERMATERIALS | MR508 | Blasted granite stone 1 to 10 Kg for Groynes - Kannur | 2226 | cum | 01-08- 2026 | 01-01- 2060 | 2026-07-31
436 | MATERIAL | OTHERMATERIALS | MR509 | Blasted granite stone 1 to 10kg for Groynes - Kasargode | 2107 | cum | 01-08- 2026 | 01-01- 2060 | 2026-07-31
437 | MATERIAL | OTHERMATERIALS | MR510 | Z steel sheet pile | 92 | kg | 01-08- 2026 | 01-01- 2060 | 2026-07-31
438 | MATERIAL | OTHERMATERIALS | MR511 | Blasted granite stone 10 to 300Kg for Groynes - Thiruvananthapuram | 2156 | cum | 01-08- 2026 | 01-01- 2060 | 2026-07-31
439 | MATERIAL | OTHERMATERIALS | MR512 | Blasted granite stone 10 to 300 Kg for groynes - Kollam | 2417 | cum | 01-08- 2026 | 01-01- 2060 | 2026-07-31
440 | MATERIAL | OTHERMATERIALS | MR513 | Blasted granite stone 10 to 300Kg for Groynes - Alleppey | 2651 | cum | 01-08- 2026 | 01-01- 2060 | 2026-07-31
441 | MATERIAL | OTHERMATERIALS | MR514 | Blasted Granite stone 10 to 300Kg for Groynes -Ernakulam | 2429 | cum | 01-08- 2026 | 01-01- 2060 | 2026-07-31
442 | MATERIAL | OTHERMATERIALS | MR515 | Blasted Granite stone 10 to 300Kg for Groynes - Thrissur | 2544 | cum | 01-08- 2026 | 01-01- 2060 | 2026-07-31
443 | MATERIAL | OTHERMATERIALS | MR516 | Blasted Granite stone 10 to 300 Kg for Groynes - Malappuram | 2255 | cum | 01-08- 2026 | 01-01- 2060 | 2026-07-31
444 | MATERIAL | OTHERMATERIALS | MR517 | Blasted granite stone 10 to 300Kg for Groynes - Calicut | 2523 | cum | 01-08- 2026 | 01-01- 2060 | 2026-07-31
445 | MATERIAL | OTHERMATERIALS | MR518 | Blasted granite stones 10 to 300Kg for Groyne - Kannurs | 2267 | cum | 01-08- 2026 | 01-01- 2060 | 2026-07-31
446 | MATERIAL | OTHERMATERIALS | MR519 | Blasted Granite stone 10 to 300Kg for Groynes - Kasargode | 2139 | cum | 01-08- 2026 | 01-01- 2060 | 2026-07-31
447 | HIRE |  | MR520 | Hire charge of 5 HP engine and pump set | 85 | Day | 01-08- 2026 | 01-01- 2060 | 2026-07-31
448 | MATERIAL | OTHERMATERIALS | MR521 | Blasted Granite stone 300Kg and above for groynes - Thiruvananthapuram | 2228 | cum | 01-08- 2026 | 01-01- 2060 | 2026-07-31
449 | MATERIAL | OTHERMATERIALS | MR522 | Blasted Granite stone 300Kg and above for Groynes - Kollam | 2463 | cum | 01-08- 2026 | 01-01- 2060 | 2026-07-31
450 | MATERIAL | OTHERMATERIALS | MR523 | Blasted Granite stones 300Kg and above for Groynes - Aleppey | 2749 | cum | 01-08- 2026 | 01-01- 2060 | 2026-07-31
451 | MATERIAL | OTHERMATERIALS | MR524 | Blasted Granite stone 300Kg and above for Groynes - Ernakulam | 2478 | cum | 01-08- 2026 | 01-01- 2060 | 2026-07-31
452 | MATERIAL | OTHERMATERIALS | MR525 | Blasted Granite stone 300Kg and above for Groynes - Thrissur | 2619 | cum | 01-08- 2026 | 01-01- 2060 | 2026-07-31
453 | MATERIAL | OTHERMATERIALS | MR526 | Blasted Granite stone 300Kg and above for Groynes - Malappuram | 2266 | cum | 01-08- 2026 | 01-01- 2060 | 2026-07-31
454 | MATERIAL | OTHERMATERIALS | MR527 | Blasted Granite stones for Groynes 300Kg and above - Calicut | 2593 | cum | 01-08- 2026 | 01-01- 2060 | 2026-07-31
455 | MATERIAL | OTHERMATERIALS | MR528 | Blasted Granite stone 300Kg and above for Groynes - Kannur | 2280 | cum | 01-08- 2026 | 01-01- 2060 | 2026-07-31
456 | MATERIAL | OTHERMATERIALS | MR529 | Blasted Granite stone300kg and above for Groynes - Kasaragod | 2123 | cum | 01-08- 2026 | 01-01- 2060 | 2026-07-31
457 | MATERIAL | OTHERMATERIALS | MR532 | Av.25cm dia cocunut post | 825 | each | 01-08- 2026 | 01-01- 2060 | 2026-07-31
458 | MATERIAL | OTHERMATERIALS | MR539 | Geotubes | 7500 | metre | 01-08- 2026 | 01-01- 2060 | 2026-07-31
459 | MATERIAL | OTHERMATERIALS | MR540 | Water pumps- Submersible pump - 20 HP | 35000 | Day | 01-08- 2026 | 01-01- 2060 | 2026-07-31
460 | MATERIAL | OTHERMATERIALS | MR541 | Sand slurry pumps - with in built agitator- 30 to 35 HP CAPEX | 65000 | Day | 01-08- 2026 | 01-01- 2060 | 2026-07-31
461 | HIRE |  | MR550 | Hire charge of 10 HP engine and pump set | 151 | Day | 01-08- 2026 | 01-01- 2060 | 2026-07-31
462 | HIRE |  | MR551 | Hire charge ofengine and pump set above 10HP and up to 30HP | 163 | Day | 01-08- 2026 | 01-01- 2060 | 2026-07-31
463 | HIRE |  | MR552 | Hire charge ofengine and pump set above 30HP and up to 40HP | 229 | Day | 01-08- 2026 | 01-01- 2060 | 2026-07-31
464 | MATERIAL | OTHERMATERIALS | MR561 | Granite stone 45dm3-Thiruvananthapuram | 2032 | cum | 01-08- 2026 | 01-01- 2060 | 2026-07-31
465 | MATERIAL | OTHERMATERIALS | MR562 | Granite stone 45 dm3 - Kollam | 2331 | cum | 01-08- 2026 | 01-01- 2060 | 2026-07-31
466 | MATERIAL | OTHERMATERIALS | MR563 | Granite stones 45 dm3 - Alleppey | 2543 | cum | 01-08- 2026 | 01-01- 2060 | 2026-07-31
467 | MATERIAL | OTHERMATERIALS | MR564 | Granite stones 45 dm3 - Ernakulam | 2342 | cum | 01-08- 2026 | 01-01- 2060 | 2026-07-31
468 | MATERIAL | OTHERMATERIALS | MR565 | Granite stones 45 dm3- Thrissur | 2446 | cum | 01-08- 2026 | 01-01- 2060 | 2026-07-31
469 | MATERIAL | OTHERMATERIALS | MR566 | Granite stones 45 dm3 - Malappuram | 2184 | cum | 01-08- 2026 | 01-01- 2060 | 2026-07-31
470 | MATERIAL | OTHERMATERIALS | MR567 | Granite stones 45 dm3 - Calicut | 2427 | cum | 01-08- 2026 | 01-01- 2060 | 2026-07-31
471 | MATERIAL | OTHERMATERIALS | MR568 | Granite stones 45 dm3 - Kannur | 2195 | cum | 01-08- 2026 | 01-01- 2060 | 2026-07-31
472 | MATERIAL | OTHERMATERIALS | MR569 | Granite stones 45 dm3 - Kasaragod | 2079 | cum | 01-08- 2026 | 01-01- 2060 | 2026-07-31
473 | MATERIAL | OTHERMATERIALS | MR571 | 200 dm3 granite rubble - Thiruvananthapurm | 631 | no | 01-08- 2026 | 01-01- 2060 | 2026-07-31
474 | MATERIAL | OTHERMATERIALS | MR572 | 200 dm3 granite rubble- Kollam | 678 | no | 01-08- 2026 | 01-01- 2060 | 2026-07-31
475 | MATERIAL | OTHERMATERIALS | MR573 | 200 dm3 granite rubble- Alleppey | 735 | no | 01-08- 2026 | 01-01- 2060 | 2026-07-31
476 | MATERIAL | OTHERMATERIALS | MR574 | 200dm3 granite rubble- Ernakulam | 681 | no | 01-08- 2026 | 01-01- 2060 | 2026-07-31
477 | MATERIAL | OTHERMATERIALS | MR575 | 200dm3 granite rubble - Thrissur | 709 | no | 01-08- 2026 | 01-01- 2060 | 2026-07-31
478 | MATERIAL | OTHERMATERIALS | MR576 | 200 dm3 granite rubble-Malappurm | 691 | no | 01-08- 2026 | 01-01- 2060 | 2026-07-31
479 | MATERIAL | OTHERMATERIALS | MR577 | 200dm3 granite rubble - Calicut | 704 | no | 01-08- 2026 | 01-01- 2060 | 2026-07-31
480 | MATERIAL | OTHERMATERIALS | MR578 | 200dm3 granite rubble - Kannur | 641 | no | 01-08- 2026 | 01-01- 2060 | 2026-07-31
481 | MATERIAL | OTHERMATERIALS | MR579 | 200dm3 granite rubble- Kasaragod | 543 | no | 01-08- 2026 | 01-01- 2060 | 2026-07-31
482 | MATERIAL | OTHERMATERIALS | MR600 | Cost of AFP including cost of primer and Sealer | 5549 | sqm | 01-08- 2026 | 01-01- 2060 | 2026-07-31
483 | MATERIAL | OTHERMATERIALS | MR601 | Cost of Median marker | 289 | each | 01-08- 2026 | 01-01- 2060 | 2026-07-31
484 | MATERIAL | OTHERMATERIALS | MR602 | Modular rubber speed hump | 2800 | metre | 01-08- 2026 | 01-01- 2060 | 2026-07-31
485 | MATERIAL | BITUMEN | MR603 | Bitumen emulsion | 35577 | tonne | 01-08- 2026 | 01-01- 2060 | 2026-07-31
486 | HIRE |  | MR604 | Auto pick up | 1500 | Day | 01-08- 2026 | 01-01- 2060 | 2026-07-31
487 | MATERIAL | BITUMEN | MR605 | Bitumen emulsion @ 0.2 kgper sqm | 35577 | tonne | 01-08- 2026 | 01-01- 2060 | 2026-07-31
488 | MATERIAL | BITUMEN | MR606 | Bitumen | 36260 | tonne | 01-08- 2026 | 01-01- 2060 | 2026-07-31
489 | MATERIAL | BITUMEN | MR607 | Bitumen | 36260 | tonne | 01-08- 2026 | 01-01- 2060 | 2026-07-31
490 | HIRE |  | MR608 | Cold milling machine | 10000 | hour | 01-08- 2026 | 01-01- 2060 | 2026-07-31
491 | HIRE |  | MR609 | Trailot 30 tonne capacity | 1 | hour | 01-08- 2026 | 01-01- 2060 | 2026-07-31
492 | MATERIAL | OTHERMATERIALS | MR610 | Bearing (Supply of sliding plate bearing of 80 tonne) | 1 | no | 01-08- 2026 | 01-01- 2060 | 2026-07-31
493 | MATERIAL | OTHERMATERIALS | MR612 | Interlocking CC paver block (100 mm thick M 40) | 830 | sqm | 01-08- 2026 | 01-01- 2060 | 2026-07-31
494 | MATERIAL | OTHERMATERIALS | MR613 | Shredded plastic @7% of Bitumen | 20 | kg | 01-08- 2026 | 01-01- 2060 | 2026-07-31
495 | MATERIAL | OTHERMATERIALS | MR614 | Bituminous sealant | 420 | Litre | 01-08- 2026 | 01-01- 2060 | 2026-07-31
496 | MATERIAL | OTHERMATERIALS | MR615 | Jute rope 12mm dia | 2 | metre | 01-08- 2026 | 01-01- 2060 | 2026-07-31
497 | MATERIAL | OTHERMATERIALS | MR616 | Debonding strips | 14 | metre | 01-08- 2026 | 01-01- 2060 | 2026-07-31
498 | MATERIAL | OTHERMATERIALS | MR617 | Polythene sheathing | 0 | each | 01-08- 2026 | 01-01- 2060 | 2026-07-31
499 | MATERIAL | OTHERMATERIALS | MR618 | Plasticizer | 60 | Litre | 01-08- 2026 | 01-01- 2060 | 2026-07-31
500 | MATERIAL | OTHERMATERIALS | MR619 | curing compound | 85 | Kilo litre | 01-08- 2026 | 01-01- 2060 | 2026-07-31
501 | MATERIAL | BITUMEN | MR620 | Bitumen primer | 25000 | tonne | 01-08- 2026 | 01-01- 2060 | 2026-07-31
502 | MATERIAL | OTHERMATERIALS | MR621 | M.S. shoes @ 35 Kg per pile of 15 m | 50 | kg | 01-08- 2026 | 01-01- 2060 | 2026-07-31
503 | MATERIAL | OTHERMATERIALS | MR622 | Acrylic polymer paint | 405 | kilogram | 01-08- 2026 | 01-01- 2060 | 2026-07-31
504 | MATERIAL | OTHERMATERIALS | MR623 | Acrylic polymer primer | 180 | kilogram | 01-08- 2026 | 01-01- 2060 | 2026-07-31
505 | MATERIAL | OTHERMATERIALS | MR624 | Coir Geo-Textile H2 M5 740 GSM | 68 | sqm | 01-08- 2026 | 01-01- 2060 | 2026-07-31
506 | HIRE |  | MR625 | Pugmill | 150 | hour | 01-08- 2026 | 01-01- 2060 | 2026-07-31
507 | MATERIAL | OTHERMATERIALS | MR626 | Cement,Sand,Brick,Boulders etc | 200 | L.S | 01-08- 2026 | 01-01- 2060 | 2026-07-31
508 | MATERIAL | OTHERMATERIALS | MR627 | Cement,Sand,Bricks,Stone Boulders etc | 500 | L.S | 01-08- 2026 | 01-01- 2060 | 2026-07-31
509 | MATERIAL | OTHERMATERIALS | MR628 | Supply of Cement,Paint, Sand,Aggregate, Boulders etc | 350 | L.S | 01-08- 2026 | 01-01- 2060 | 2026-07-31
510 | MATERIAL | OTHERMATERIALS | MR629 | Synthetic Enamel Paint, Engineering grade tape, welding machine etc. | 300 | L.S | 01-08- 2026 | 01-01- 2060 | 2026-07-31
511 | MATERIAL | OTHERMATERIALS | MR630 | Geocell of size 150X356 including all transportation | 320 | sqm | 01-08- 2026 | 01-01- 2060 | 2026-07-31
512 | MATERIAL | OTHERMATERIALS | MR631 | Seeds | 32 | kg | 01-08- 2026 | 01-01- 2060 | 2026-07-31
513 | MATERIAL | OTHERMATERIALS | MR632 | Jute netting, open weave, 2.5 cm square opening | 15 | sqm | 01-08- 2026 | 01-01- 2060 | 2026-07-31
514 | MATERIAL | OTHERMATERIALS | MR633 | Pre-cast RCC M-35 facing elements of size as per the design and 18 cm thick for 75 sqm | 4952 | cum | 01-08- 2026 | 01-01- 2060 | 2026-07-31
515 | MATERIAL | OTHERMATERIALS | MR634 | Non-Woven geotextile behind the fascia element to avoid leaching out of backfill material | 145 | sqm | 01-08- 2026 | 01-01- 2060 | 2026-07-31
516 | MATERIAL | STEEL | MR635 | Fully Threaded Hot Dip galvanised geotechnical bars with casing | 120 | metre | 01-08- 2026 | 01-01- 2060 | 2026-07-31
517 | MATERIAL | OTHERMATERIALS | MR636 | Centralizer | 105 | no | 01-08- 2026 | 01-01- 2060 | 2026-07-31
518 | MATERIAL | STEEL | MR637 | Bearing Plate 200mm x 200mm x 10mm | 650 | no | 01-08- 2026 | 01-01- 2060 | 2026-07-31
519 | MATERIAL | OTHERMATERIALS | MR638 | Spherical Dome Nut | 65 | no | 01-08- 2026 | 01-01- 2060 | 2026-07-31
520 | HIRE |  | MR639 | Mobile slurry seal/ Microsurfacing equipment | 25000 | hour | 01-08- 2026 | 01-01- 2060 | 2026-07-31
521 | HIRE |  | MR640 | Cement spreader | 7905 | hour | 01-08- 2026 | 01-01- 2060 | 2026-07-31
522 | HIRE |  | MR641 | Pulveriser/stabilizer | 29344 | hour | 01-08- 2026 | 01-01- 2060 | 2026-07-31
523 | MATERIAL | OTHERMATERIALS | MR642 | Stabilizer (Stabil road) | 425000 | tonne | 01-08- 2026 | 01-01- 2060 | 2026-07-31
524 | HIRE |  | MR643 | Trailer 30 tonne capacity | 5 | tonne km | 01-08- 2026 | 01-01- 2060 | 2026-07-31
525 | MATERIAL | OTHERMATERIALS | MR644 | Addititves @ 2% of Aggregate | 650 | kg | 01-08- 2026 | 01-01- 2060 | 2026-07-31
526 | HIRE |  | MR645 | Welding Set | 100 | L.S | 01-08- 2026 | 01-01- 2060 | 2026-07-31
527 | MATERIAL | OTHERMATERIALS | MR646 | Cost of quarry muck | 750 | cum | 01-08- 2026 | 01-01- 2060 | 2026-07-31
528 | HIRE |  | MR647 | Hire and labour for GI pipes-for hanging staging platform | 1750 | Day | 01-08- 2026 | 01-01- 2060 | 2026-07-31
529 | HIRE |  | MR648 | Hire and labour for plastic Ropes-for hanging staging platform | 100 | Day | 01-08- 2026 | 01-01- 2060 | 2026-07-31
530 | HIRE |  | MR649 | Hire and labour for 30m long cat walk-for working platform | 750 | Day | 01-08- 2026 | 01-01- 2060 | 2026-07-31
531 | HIRE |  | MR1200 | pneumatic rock drill | 200 | Day | 01-08- 2026 | 01-01- 2060 | 2026-07-31
532 | HIRE |  | MR1201 | Hire charge of drill rod | 70 | metre | 01-08- 2026 | 01-01- 2060 | 2026-07-31
533 | MATERIAL | OTHERMATERIALS | MR1202 | Cost of link chain and shackle | 1200 | metre | 01-08- 2026 | 01-01- 2060 | 2026-07-31
534 | MATERIAL | OTHERMATERIALS | MR1203 | Chain | 150 | kg | 01-08- 2026 | 01-01- 2060 | 2026-07-31
535 | HIRE |  | MR1204 | Hire of leads | 5 | Day | 01-08- 2026 | 01-01- 2060 | 2026-07-31
536 | MATERIAL | OTHERMATERIALS | MR1205 | Cost of gelatine | 354 | kg | 01-08- 2026 | 01-01- 2060 | 2026-07-31
537 | HIRE |  | MR1206 | Daily hire of boat with | 3500 | Day | 01-08- | 01-01- | 2026-07-31
|  |  |  | boatmen/Second class country boat with boatmen |  |  | 2026 | 2060
538 | HIRE |  | MR1207 | Divers without diving set | 1200 | Day | 01-08- 2026 | 01-01- 2060 | 2026-07-31
539 | HIRE |  | MR1208 | Divers using diving set | 1500 | each | 01-08- 2026 | 01-01- 2060 | 2026-07-31
540 | MATERIAL | OTHERMATERIALS | MR1209 | Cost of quarry muck | 750 | cum | 01-08- 2026 | 01-01- 2060 | 2026-07-31
541 | MATERIAL | OTHERMATERIALS | MR1210 | Cost of crane hook | 3060 | each | 01-08- 2026 | 01-01- 2060 | 2026-07-31
542 | MATERIAL | OTHERMATERIALS | MR1211 | Cost of echo-sounder with DGPS | 1100000 | each | 01-08- 2026 | 01-01- 2060 | 2026-07-31
543 | MATERIAL | OTHERMATERIALS | MR1212 | Cost of two way transistor | 14000 | each | 01-08- 2026 | 01-01- 2060 | 2026-07-31
544 | MATERIAL | OTHERMATERIALS | MR1213 | Cost of current meter | 1200000 | each | 01-08- 2026 | 01-01- 2060 | 2026-07-31
545 | HIRE |  | MR1214 | Rent of Total station | 2500 | Day | 01-08- 2026 | 01-01- 2060 | 2026-07-31
546 | LABOUR |  | MR1215 | Skilled Assistant (Diploma holder) | 850 | each | 01-08- 2026 | 01-01- 2060 | 2026-07-31
547 | LABOUR |  | MR1216 | Skilled Assistant (ITI holder) | 700 | each | 01-08- 2026 | 01-01- 2060 | 2026-07-31
548 | MATERIAL | OTHERMATERIALS | MR1217 | Cost of Sample bottle (500ml) | 10 | each | 01-08- 2026 | 01-01- 2060 | 2026-07-31
549 | HIRE |  | MR1218 | Hire of fibre boat with OBM of size 3m to 6m with 2 boatmen | 5500 | Day | 01-08- 2026 | 01-01- 2060 | 2026-07-31
550 | HIRE |  | MR1219 | Hire of fibre boat with OBM of size 3m with 1 boatman | 4750 | Day | 01-08- 2026 | 01-01- 2060 | 2026-07-31
551 | HIRE |  | MR1220 | Hire of mechanised fishing vessel (MFV)/trawlers of max OAL 10m with 2 boat men | 12000 | Day | 01-08- 2026 | 01-01- 2060 | 2026-07-31
552 | HIRE |  | MR1221 | Hire of mechanised fishing vessel (MFV)/trawlers of max OAL 10m to 15m with 2 boat men | 15000 | Day | 01-08- 2026 | 01-01- 2060 | 2026-07-31
553 | HIRE |  | MR1222 | Fibre boat without OBM of size 3m to 6m with 2 boatmen | 4500 | Day | 01-08- 2026 | 01-01- 2060 | 2026-07-31
554 | HIRE |  | MR1223 | Fibre boat without OBM of size 3m with 2 boatmen | 3000 | Day | 01-08- 2026 | 01-01- 2060 | 2026-07-31
555 | HIRE |  | MR1224 | Hire for tools and plants for assembling the boring plant, boring tower, wooden platform, pumset engine etc. | 5500 | Day | 01-08- 2026 | 01-01- 2060 | 2026-07-31
556 | LABOUR |  | MR1225 | Boatman for loading the changadam | 1000 | each | 01-08- 2026 | 01-01- 2060 | 2026-07-31
557 | HIRE |  | MR1226 | Hire for wire rope 16mm dia (1/4 of the cost market rate) | 10 | metre | 01-08- 2026 | 01-01- 2060 | 2026-07-31
558 | LABOUR |  | MR1227 | Boring machine operator | 850 | each | 01-08- 2026 | 01-01- 2060 | 2026-07-31
559 | MATERIAL | OTHERMATERIALS | MR1228 | Royalty of stone | 60 | cum | 01-08- 2026 | 01-01- 2060 | 2026-07-31
560 | MATERIAL | OTHERMATERIALS | MR1229 | Cost of 5 to 10kg stones including conveyance from quarry to sorting area, sorting,loading and unloading and conveyance from sorting yard to breakwater site-Thiruvananthapuram District | 684 | tonne | 01-08- 2026 | 01-01- 2060 | 2026-07-31
561 | MATERIAL | OTHERMATERIALS | MR1230 | Cost of 10 to 200kg, 300 to 500kg and above 500kg stones including loading charges at quarry,conveyance from quarry to sorting area, sorting and conveyance from sorting yard to | 626 | tonne | 01-08- 2026 | 01-01- 2060 | 2026-07-31
breakwater site-Thiruvananthapuram District
562 | MATERIAL | OTHERMATERIALS | MR1231 | Cost of 5 to 10kg stones including conveyance from quarry to sorting area, sorting,loading and unloading and conveyance from sorting yard to breakwater site- Kollam District | 675 | tonne | 01-08- 2026 | 01-01- 2060 | 2026-07-31
563 | MATERIAL | OTHERMATERIALS | MR1232 | Cost of 10 to 200kg, 300 to 500kg and above 500kg stones including loading charges at quarry,conveyance from quarry to sorting area, sorting,and conveyance from sorting yard to breakwater site- Kollam District | 617 | tonne | 01-08- 2026 | 01-01- 2060 | 2026-07-31
564 | MATERIAL | OTHERMATERIALS | MR1233 | Cost of 5 to 10kg stones including conveyance from quarry to sorting area, loading and unloading and conveyance from sorting yard to breakwater site- Alappuzha District | 918 | tonne | 01-08- 2026 | 01-01- 2060 | 2026-07-31
565 | MATERIAL | OTHERMATERIALS | MR1234 | Cost of 10 to 200kg, 300 to 500kg and above 500kg stones including loading charges at quarry,conveyance from quarry to sorting area, sorting and conveyance from sorting yard to breakwater site- Alappuzha District | 860 | tonne | 01-08- 2026 | 01-01- 2060 | 2026-07-31
566 | MATERIAL | OTHERMATERIALS | MR1235 | Cost of 5 to 10kg stones including conveyance from quarry to sorting area, loading and unloading and conveyance from sorting yard to breakwater site- Eranakulam District | 816 | tonne | 01-08- 2026 | 01-01- 2060 | 2026-07-31
567 | MATERIAL | OTHERMATERIALS | MR1236 | Cost of 10 to 200kg, 300 to 500kg and above 500kg stones including loading charges at quarry,conveyance from quarry to sorting area, sorting, and conveyance from sorting yard to breakwater site- Eranakulam District | 758 | tonne | 01-08- 2026 | 01-01- 2060 | 2026-07-31
568 | MATERIAL | OTHERMATERIALS | MR1237 | Cost of 5 to 10kg stones including conveyance from quarry to sorting area, loading and unloading and conveyance from sorting yard to breakwater site- Thrissur District | 789 | tonne | 01-08- 2026 | 01-01- 2060 | 2026-07-31
569 | MATERIAL | OTHERMATERIALS | MR1238 | Cost of 10 to 200kg, 300 to 500kg and above 500kg stones including loading charges at quarry,conveyance from quarry to sorting area, sorting, and conveyance from sorting yard to breakwater site- Thrissur District | 730 | tonne | 01-08- 2026 | 01-01- 2060 | 2026-07-31
570 | MATERIAL | OTHERMATERIALS | MR1239 | Cost of 5 to 10kg stones including conveyance from quarry to sorting area, loading and unloading and conveyance from sorting yard to breakwater site- Malappuram District | 664 | tonne | 01-08- 2026 | 01-01- 2060 | 2026-07-31
571 | MATERIAL | OTHERMATERIALS | MR1240 | Cost of 10 to 200kg, 300 to 500kg and above 500kg stones including loading charges at quarry,conveyance from quarry to sorting area,sorting, and conveyance from sorting yard to breakwater site-MalappuramDistrict | 605 | tonne | 01-08- 2026 | 01-01- 2060 | 2026-07-31
572 | MATERIAL | OTHERMATERIALS | MR1241 | Cost of 5 to 10kg stones including | 809 | tonne | 01-08- | 01-01- | 2026-07-31
|  |  |  | conveyance from quarry to sorting area, loading and unloading and conveyance from sorting yard to breakwater site- Kozhikkode District |  |  | 2026 | 2060
573 | MATERIAL | OTHERMATERIALS | MR1242 | Cost of 10 to 200kg, 300 to 500kg and above 500kg stones including loading charges at quarry,conveyance from quarry to sorting area,sorting, and conveyance from sorting yard to breakwater site- Kozhikkode District | 750 | tonne | 01-08- 2026 | 01-01- 2060 | 2026-07-31
574 | MATERIAL | OTHERMATERIALS | MR1243 | Cost of 5 to 10kg stones including conveyance from quarry to sorting area, loading and unloading and conveyance from sorting yard to breakwater site- Kannur District | 708 | tonne | 01-08- 2026 | 01-01- 2060 | 2026-07-31
575 | MATERIAL | OTHERMATERIALS | MR1244 | Cost of 10 to 200kg, 300 to 500kg and above 500kg stones including loading charges at quarry,conveyance from quarry to sorting area, sorting, and conveyance from sorting yard to breakwater site- Kannur District | 649 | tonne | 01-08- 2026 | 01-01- 2060 | 2026-07-31
576 | MATERIAL | OTHERMATERIALS | MR1245 | Cost of 5 to 10kg stones including conveyance from quarry to sorting area, loading and unloading and conveyance from sorting yard to breakwater site- Kasaragod District | 676 | tonne | 01-08- 2026 | 01-01- 2060 | 2026-07-31
577 | MATERIAL | OTHERMATERIALS | MR1246 | Cost of 10 to 200kg, 300 to 500kg and above 500kg stones including loading charges at quarry,conveyance from quarry to sorting area, sorting, and conveyance from sorting yard to breakwater site- Kasaragode District | 617 | tonne | 01-08- 2026 | 01-01- 2060 | 2026-07-31
578 | HIRE |  | MR1247 | Hire of sand pump per day @ 28.33% of cost of sand pump for 200 days a year | 9207 | Day | 01-08- 2026 | 01-01- 2060 | 2026-07-31
579 | HIRE |  | MR1248 | Hire charges of 250 mm HDPE pipe and hire charges of MS float supporting the pipe @ 50% Hire charges of sand pump | 4603 | Day | 01-08- 2026 | 01-01- 2060 | 2026-07-31
580 | HIRE |  | MR1249 | Hire charge of Mechanised Fishing Vessel of OAL 10 to 15 m | 12000 | Day | 01-08- 2026 | 01-01- 2060 | 2026-07-31
581 | HIRE |  | MR1250 | Mobilisation charges of sand pump | 2 | cum | 01-08- 2026 | 01-01- 2060 | 2026-07-31
582 | HIRE |  | MR1251 | Hire charge of cutter suction dredger @ 28.33% of cost of dredger for 200 days a year ( flow rate of 700 to 1000m3 slurry per hour) | 28330 | Day | 01-08- 2026 | 01-01- 2060 | 2026-07-31
583 | HIRE |  | MR1252 | Hire charge of 250 mm HDPE pipe and hire charges of MS float supporting the pipe @ 25% of hire charge of dredger ( flow rate of 700 to 1000m3 slurry per hour) | 7082 | Day | 01-08- 2026 | 01-01- 2060 | 2026-07-31
584 | LABOUR |  | MR1253 | Labour charges for pipe laying, dredging operation and shifting of dredger as and when required (flow rate of 700 to 1000m3 slurry per hour) | 11050 | Day | 01-08- 2026 | 01-01- 2060 | 2026-07-31
585 | HIRE |  | MR1254 | Mobilisation charge of dredger | 15 | cum | 01-08- 2026 | 01-01- 2060 | 2026-07-31
586 | HIRE |  | MR1255 | Hire charge of cutter suction dredger @ 28.33% of cost of dredger for 200 days a year ( flow rate of 1000 to 1400m3 slurry per hour) | 70825 | Day | 01-08- 2026 | 01-01- 2060 | 2026-07-31
587 | HIRE |  | MR1256 | Hire charge of 250 mm HDPE pipe and hire charges of MS float supporting the pipe @ 15% hire charge of dredger (flow of 1000 to 1400m3 slurry per hour) | 10623 | Day | 01-08- 2026 | 01-01- 2060 | 2026-07-31
588 | LABOUR |  | MR1257 | Labour charges for pipe laying, dredging operation and shifting of dredger as and when required ( flow rate of 1000 to 1400 m3 slurry /hour) | 16575 | Day | 01-08- 2026 | 01-01- 2060 | 2026-07-31
589 | HIRE |  | MR1258 | Hire charge of cutter suction dredger @ 28.33% of cost for 200 days a year ( flow rate of 1750 to 2250 m3 slurry per hour) | 169980 | Day | 01-08- 2026 | 01-01- 2060 | 2026-07-31
590 | HIRE |  | MR1259 | Hire charge of 250 mm HDPE pipe and hire charges of MS float supporting the pipe @ 12% of hire charge of dredger (flow rate of 1750 to 2250 m3 slurry per hour) | 20397 | Day | 01-08- 2026 | 01-01- 2060 | 2026-07-31
591 | LABOUR |  | MR1260 | Labour charges for pipe laying, dredging operation and shifting of dredger as and when required (flow rate of 1750 to 2250 m3 slurry per hour) | 22100 | Day | 01-08- 2026 | 01-01- 2060 | 2026-07-31
592 | HIRE |  | MR1262 | Hire charge of Pontoon to mount the excavator | 4500 | Day | 01-08- 2026 | 01-01- 2060 | 2026-07-31
593 | HIRE |  | MR1263 | Hire charge of bottom open barge | 21247 | Day | 01-08- 2026 | 01-01- 2060 | 2026-07-31
594 | MATERIAL | OTHERMATERIALS | MR1264 | Cost of mould for casting 2T tetrapod | 20000 | each | 01-08- 2026 | 01-01- 2060 | 2026-07-31
595 | HIRE |  | MR1265 | Hire of pulley block | 27 | each | 01-08- 2026 | 01-01- 2060 | 2026-07-31
596 | MATERIAL | OTHERMATERIALS | MR1266 | Cost of Charcoal | 675 | quintal | 01-08- 2026 | 01-01- 2060 | 2026-07-31
597 | MATERIAL | OTHERMATERIALS | MR1267 | Cost of mould for casting 5T tetrapod | 47000 | each | 01-08- 2026 | 01-01- 2060 | 2026-07-31
598 | MATERIAL | OTHERMATERIALS | MR1268 | Cost of mould for casting 8T tetrapod | 65000 | each | 01-08- 2026 | 01-01- 2060 | 2026-07-31
599 | MATERIAL | OTHERMATERIALS | MR4000 | Drill bit | 4500 | each | 01-08- 2026 | 01-01- 2060 | 2026-07-31
600 | HIRE |  | MR4001 | Ventilation blower | 578 | hour | 01-08- 2026 | 01-01- 2060 | 2026-07-31
601 | MATERIAL | STEEL | MR4002 | Steel plates (ASTM) | 72190 | MT | 01-08- 2026 | 01-01- 2060 | 2026-07-31
602 | HIRE |  | MR4003 | Bending Machine | 1451 | hour | 01-08- 2026 | 01-01- 2060 | 2026-07-31
603 | HIRE |  | MR4004 | Welding set | 483 | hour | 01-08- 2026 | 01-01- 2060 | 2026-07-31
604 | HIRE |  | MR4005 | Grinding Machine | 327 | hour | 01-08- 2026 | 01-01- 2060 | 2026-07-31
605 | MATERIAL | OTHERMATERIALS | MR4006 | Grinding stone | 120 | each | 01-08- 2026 | 01-01- 2060 | 2026-07-31
606 | HIRE |  | MR4007 | Radio graphic Testing Machine | 259 | hour | 01-08- 2026 | 01-01- 2060 | 2026-07-31
607 | MATERIAL | OTHERMATERIALS | MR4008 | Radio Graphic film | 5425 | sqm | 01-08- 2026 | 01-01- 2060 | 2026-07-31
608 | HIRE |  | MR4009 | Jack Hammer | 774 | hour | 01-08- 2026 | 01-01- 2060 | 2026-07-31
609 | HIRE |  | MR4010 | Front End Loader 0.5 cum bucket capacity | 1226 | hour | 01-08- 2026 | 01-01- 2060 | 2026-07-31
610 | MATERIAL | STEEL | MR6000 | MS plates confirming to IS 2062 Gr B | 52 | kg | 01-08- 2026 | 01-01- 2060 | 2026-07-31
611 | MATERIAL | STEEL | MR6001 | MS materials tees, angles, joists, ISMB, ISMC etc confirming to IS 2062 Gr A/ Gr B | 54 | kg | 01-08- 2026 | 01-01- 2060 | 2026-07-31
612 | MATERIAL | STEEL | MR6002 | MS Checquered plate | 60 | kg | 01-08- 2026 | 01-01- 2060 | 2026-07-31
613 | MATERIAL | STEEL | MR6003 | MS round bar | 52 | kg | 01-08- 2026 | 01-01- 2060 | 2026-07-31
614 | MATERIAL | STEEL | MR6004 | MS Flat | 50 | kg | 01-08- 2026 | 01-01- 2060 | 2026-07-31
615 | MATERIAL | STEEL | MR6005 | SS materials , plates,tees , angles, joists, ISMB, ISMC etc | 250 | kg | 01-08- 2026 | 01-01- 2060 | 2026-07-31
616 | MATERIAL | OTHERMATERIALS | MR6006 | Al checquered plate | 260 | kg | 01-08- 2026 | 01-01- 2060 | 2026-07-31
617 | MATERIAL | OTHERMATERIALS | MR6007 | MS bolts and nuts | 65 | kg | 01-08- 2026 | 01-01- 2060 | 2026-07-31
618 | MATERIAL | OTHERMATERIALS | MR6008 | SS bolts and nuts | 130 | kg | 01-08- 2026 | 01-01- 2060 | 2026-07-31
619 | MATERIAL | OTHERMATERIALS | MR6009 | Line shaft-Materials MS rolled/forged steel | 111 | kg | 01-08- 2026 | 01-01- 2060 | 2026-07-31
620 | MATERIAL | OTHERMATERIALS | MR6010 | Cast steel thrust roller | 207 | kg | 01-08- 2026 | 01-01- 2060 | 2026-07-31
621 | MATERIAL | OTHERMATERIALS | MR6011 | Self aligned spherical roller bearing 22313-E | 7287 | no | 01-08- 2026 | 01-01- 2060 | 2026-07-31
622 | MATERIAL | OTHERMATERIALS | MR6012 | Self aligned spherical roller bearing 22314-E | 8163 | no | 01-08- 2026 | 01-01- 2060 | 2026-07-31
623 | MATERIAL | OTHERMATERIALS | MR6013 | Self aligned spherical roller bearing 22315-E | 9498 | no | 01-08- 2026 | 01-01- 2060 | 2026-07-31
624 | MATERIAL | OTHERMATERIALS | MR6014 | Self aligned spherical roller bearing 22316-E | 10928 | no | 01-08- 2026 | 01-01- 2060 | 2026-07-31
625 | MATERIAL | OTHERMATERIALS | MR6015 | Roller axle SS304 | 448 | kg | 01-08- 2026 | 01-01- 2060 | 2026-07-31
626 | MATERIAL | OTHERMATERIALS | MR6016 | Plummer block SNA 512+2212K+H312 | 5270 | no | 01-08- 2026 | 01-01- 2060 | 2026-07-31
627 | MATERIAL | OTHERMATERIALS | MR6017 | Plummer block SNA 513+2213K+H313 | 5525 | no | 01-08- 2026 | 01-01- 2060 | 2026-07-31
628 | MATERIAL | OTHERMATERIALS | MR6018 | Plummer block SNA 515+2215K+H315 | 5728 | no | 01-08- 2026 | 01-01- 2060 | 2026-07-31
629 | MATERIAL | OTHERMATERIALS | MR6019 | Hexagonal bolts , nuts and washers | 56 | kg | 01-08- 2026 | 01-01- 2060 | 2026-07-31
630 | MATERIAL | OTHERMATERIALS | MR6020 | SS Cover plate-2nos (SS 304 gr) | 1019 | kg | 01-08- 2026 | 01-01- 2060 | 2026-07-31
631 | MATERIAL | OTHERMATERIALS | MR6021 | Bearing Retainer-2nos | 486 | kg | 01-08- 2026 | 01-01- 2060 | 2026-07-31
632 | MATERIAL | OTHERMATERIALS | MR6022 | Spacer-2nos | 486 | kg | 01-08- 2026 | 01-01- 2060 | 2026-07-31
633 | MATERIAL | OTHERMATERIALS | MR6023 | SS Hexagonal screw M12x35 | 130 | kg | 01-08- 2026 | 01-01- 2060 | 2026-07-31
634 | MATERIAL | OTHERMATERIALS | MR6024 | SS screws M8x15 | 10 | no | 01-08- 2026 | 01-01- 2060 | 2026-07-31
635 | MATERIAL | OTHERMATERIALS | MR6025 | Oil seal | 100 | no | 01-08- 2026 | 01-01- 2060 | 2026-07-31
636 | MATERIAL | OTHERMATERIALS | MR6026 | Oil ring | 75 | no | 01-08- 2026 | 01-01- 2060 | 2026-07-31
637 | MATERIAL | OTHERMATERIALS | MR6027 | Gasket ( material: non asbestos fibre) | 75 | no | 01-08- 2026 | 01-01- 2060 | 2026-07-31
638 | MATERIAL | OTHERMATERIALS | MR6028 | Flat type Teflon cladded rubber | 850 | metre | 01-08- | 01-01- | 2026-07-31
|  |  |  | seal confirming to IS 11855 |  |  | 2026 | 2060
639 | MATERIAL | OTHERMATERIALS | MR6029 | Angular type Teflon cladded rubber seal confirming to IS11855 | 1750 | metre | 01-08- 2026 | 01-01- 2060 | 2026-07-31
640 | MATERIAL | OTHERMATERIALS | MR6030 | L-type /bulb nose Teflon cladded rubber seal confirming to IS11855 | 1500 | metre | 01-08- 2026 | 01-01- 2060 | 2026-07-31
641 | MATERIAL | OTHERMATERIALS | MR6031 | Copper slag | 498 | quintal | 01-08- 2026 | 01-01- 2060 | 2026-07-31
642 | MATERIAL | OTHERMATERIALS | MR6032 | Zinc rich primer | 670 | Litre | 01-08- 2026 | 01-01- 2060 | 2026-07-31
643 | MATERIAL | OTHERMATERIALS | MR6033 | Oxygen gas | 65 | cum | 01-08- 2026 | 01-01- 2060 | 2026-07-31
644 | MATERIAL | OTHERMATERIALS | MR6034 | Acetylene gas | 220 | cum | 01-08- 2026 | 01-01- 2060 | 2026-07-31
645 | MATERIAL | OTHERMATERIALS | MR6035 | Welding electrodes confirming to IS 814 E 4212 | 11 | no | 01-08- 2026 | 01-01- 2060 | 2026-07-31
646 | MATERIAL | OTHERMATERIALS | MR6036 | Welding electrodes (LH) confirming to IS 814 E 4212 | 18 | no | 01-08- 2026 | 01-01- 2060 | 2026-07-31
647 | MATERIAL | OTHERMATERIALS | MR6037 | Welding electrodes (SS) confirming to AWS E-308-16 | 35 | no | 01-08- 2026 | 01-01- 2060 | 2026-07-31
648 | HIRE |  | MR6038 | Use rate welding holder set | 7 | hour | 01-08- 2026 | 01-01- 2060 | 2026-07-31
649 | HIRE |  | MR6039 | Use rate gas cutting torch set | 10 | hour | 01-08- 2026 | 01-01- 2060 | 2026-07-31
650 | MATERIAL | OTHERMATERIALS | MR6040 | Wire brush | 25 | no | 01-08- 2026 | 01-01- 2060 | 2026-07-31
651 | MATERIAL | OTHERMATERIALS | MR6041 | cotton waste | 40 | kg | 01-08- 2026 | 01-01- 2060 | 2026-07-31
652 | MATERIAL | OTHERMATERIALS | MR6042 | Cardium compound | 120 | kg | 01-08- 2026 | 01-01- 2060 | 2026-07-31
653 | MATERIAL | FUEL_LUBRICANT | MR6043 | Gear Oil | 253 | Litre | 01-08- 2026 | 01-01- 2060 | 2026-07-31
654 | MATERIAL | OTHERMATERIALS | MR6044 | Earth wire | 500 | kg | 01-08- 2026 | 01-01- 2060 | 2026-07-31
655 | HIRE |  | MR6045 | Welding transformer with fuel charge | 45 | hour | 01-08- 2026 | 01-01- 2060 | 2026-07-31
656 | HIRE |  | MR6046 | Planing machine with fuel and crew charges | 405 | hour | 01-08- 2026 | 01-01- 2060 | 2026-07-31
657 | HIRE |  | MR6047 | Pug cutting machine with fuel and crew charge | 8 | hour | 01-08- 2026 | 01-01- 2060 | 2026-07-31
658 | HIRE |  | MR6048 | Mobile crane 16T with fuel and crew charge | 3173 | hour | 01-08- 2026 | 01-01- 2060 | 2026-07-31
659 | HIRE |  | MR6049 | Stationary derrick crane with fuel charge | 88 | hour | 01-08- 2026 | 01-01- 2060 | 2026-07-31
660 | HIRE |  | MR6050 | shearing machine with fuel and crew charge | 234 | hour | 01-08- 2026 | 01-01- 2060 | 2026-07-31
661 | HIRE |  | MR6051 | Drilling machine with fuel and crew charge | 272 | hour | 01-08- 2026 | 01-01- 2060 | 2026-07-31
662 | HIRE |  | MR6052 | Truck mounted derrick crane 5T with fuel and crew charge | 1077 | hour | 01-08- 2026 | 01-01- 2060 | 2026-07-31
663 | HIRE |  | MR6053 | Tower crane 5T with fuel and crew charge | 1383 | hour | 01-08- 2026 | 01-01- 2060 | 2026-07-31
664 | HIRE |  | MR6054 | Tower crane 16T with fuel and crew charge | 2267 | hour | 01-08- 2026 | 01-01- 2060 | 2026-07-31
665 | HIRE |  | MR6055 | Mobile crane 30T with fuel and crew charge | 4175 | hour | 01-08- 2026 | 01-01- 2060 | 2026-07-31
666 | HIRE |  | MR6056 | Grit blasting equipment including fuel charges and operator | 551 | hour | 01-08- 2026 | 01-01- 2060 | 2026-07-31
667 | HIRE |  | MR6057 | Buffing machine including energy charges | 66 | Day | 01-08- 2026 | 01-01- 2060 | 2026-07-31
668 | HIRE |  | MR6058 | Chain block | 48 | Day | 01-08- | 01-01- | 2026-07-31
[7 empty] | 2026 | 2060
669 | HIRE |  | MR6059 | 12.5KVA generator | 1737 | Day | 01-08- 2026 | 01-01- 2060 | 2026-07-31
670 | HIRE |  | MR6060 | Tripod | 27 | Day | 01-08- 2026 | 01-01- 2060 | 2026-07-31
671 | MATERIAL | FUEL_LUBRICANT | MR6061 | Grease | 280 | kg | 01-08- 2026 | 01-01- 2060 | 2026-07-31
672 | MATERIAL | OTHERMATERIALS | MR6062 | Grease nipple | 25 | no | 01-08- 2026 | 01-01- 2060 | 2026-07-31
673 | MATERIAL | OTHERMATERIALS | MR6063 | 1.5HP ( Hoist duty type) induction motor,700rpm F/L foot mounted , output shaft extends on both sides | 33750 | no | 01-08- 2026 | 01-01- 2060 | 2026-07-31
674 | MATERIAL | OTHERMATERIALS | MR6064 | 2HP ( Hoist duty type) induction motor, 920rpm F/L foot mounted, Output shaft extends on both sides | 26500 | no | 01-08- 2026 | 01-01- 2060 | 2026-07-31
675 | MATERIAL | OTHERMATERIALS | MR6065 | 3HP( Hoist duty type) induction motor, 920 rpm F/L foot mounted, Output shaft extends on both sides | 35000 | no | 01-08- 2026 | 01-01- 2060 | 2026-07-31
676 | MATERIAL | OTHERMATERIALS | MR6066 | 5HP( Hoist duty type) induction motor, 920 rpm F/L foot mounted, Output shaft extends on both sides | 51250 | no | 01-08- 2026 | 01-01- 2060 | 2026-07-31
677 | MATERIAL | OTHERMATERIALS | MR6067 | Main switch | 1750 | no | 01-08- 2026 | 01-01- 2060 | 2026-07-31
678 | MATERIAL | OTHERMATERIALS | MR6068 | Worm reducer, Reduction 70:1 under driven, input hp1.66, input speed 750rpm, output torque 70kgm output shaft extends on both sides with U type handling of shaft mounted unit | 36000 | no | 01-08- 2026 | 01-01- 2060 | 2026-07-31
679 | MATERIAL | OTHERMATERIALS | MR6069 | Worm reducer, Reduction 60:1 under driven, input hp 2.3, input speed 1000rpm, output torque 69kgm self locking,output shaft extends on both sides | 36000 | no | 01-08- 2026 | 01-01- 2060 | 2026-07-31
680 | MATERIAL | OTHERMATERIALS | MR6070 | Worm reducer, Reduction 70:1 under driven, input hp 3.58, input speed 1000rpm, output torque 122kgm self locking, output shaft extends on both sides | 50000 | no | 01-08- 2026 | 01-01- 2060 | 2026-07-31
681 | MATERIAL | OTHERMATERIALS | MR6071 | Worm reducer, Reduction 70:1,size 6", input hp 5.11, input speed 1000rpm, output torque 182kgm self locking with running efficiency 72% and standing efficiency 43%, output shaft extends on both sides | 60000 | no | 01-08- 2026 | 01-01- 2060 | 2026-07-31
682 | MATERIAL | OTHERMATERIALS | MR6072 | Electro magnetic thruster brake , drum dia 150, 100 coil rating, Class Bm, 400/440AC , braking torque capacity 6.5kgm | 9000 | set | 01-08- 2026 | 01-01- 2060 | 2026-07-31
683 | MATERIAL | OTHERMATERIALS | MR6073 | Transmission system assy splined shaft-MS rolled/ forged steel-(motor to worm reducer for dog clutch) | 131 | kg | 01-08- 2026 | 01-01- 2060 | 2026-07-31
684 | MATERIAL | OTHERMATERIALS | MR6074 | Transmission system assy(motor to worm reducer) -coupling flange | 160 | kg | 01-08- 2026 | 01-01- 2060 | 2026-07-31
685 | MATERIAL | OTHERMATERIALS | MR6075 | Transmission system assy( motor to worm reducer) -dog clutch with lever | 2000 | no | 01-08- 2026 | 01-01- 2060 | 2026-07-31
686 | MATERIAL | STEEL | MR6076 | Shaft-MS rolled/forged steel | 140 | kg | 01-08- 2026 | 01-01- 2060 | 2026-07-31
687 | MATERIAL | OTHERMATERIALS | MR6077 | Pinion 1st reduction, forged steel 24 teeth of PCD 96mm | 8100 | no | 01-08- 2026 | 01-01- 2060 | 2026-07-31
688 | MATERIAL | OTHERMATERIALS | MR6078 | Gear wheel IInd reduction, cast | 49000 | no | 01-08- | 01-01- | 2026-07-31
|  |  |  | steel 150teeth of PCD 600mm |  |  | 2026 | 2060
689 | MATERIAL | OTHERMATERIALS | MR6079 | Pinion 1st reduction, forged steel 22 teeth of PCD 176mm, face width 70mm | 7425 | no | 01-08- 2026 | 01-01- 2060 | 2026-07-31
690 | MATERIAL | OTHERMATERIALS | MR6080 | Pinion 2nd reduction, forged steel 22 teeth of PCD 110mm, face width 50mm | 11880 | no | 01-08- 2026 | 01-01- 2060 | 2026-07-31
691 | MATERIAL | OTHERMATERIALS | MR6081 | Gear wheel 1st reduction, cast steel 95 teeth of PCD 475mm, face width 50mm | 45600 | no | 01-08- 2026 | 01-01- 2060 | 2026-07-31
692 | MATERIAL | OTHERMATERIALS | MR6082 | Gear wheel IInd reduction, cast steel of 102 teeth of PCD 816mm of face width 70mm | 66650 | no | 01-08- 2026 | 01-01- 2060 | 2026-07-31
693 | MATERIAL | OTHERMATERIALS | MR6083 | Pinion 1st reduction, forged steel 24 teeth of PCD 120mm, face width 60mm | 9000 | no | 01-08- 2026 | 01-01- 2060 | 2026-07-31
694 | MATERIAL | OTHERMATERIALS | MR6084 | Pinion 2nd reduction, forged steel 24 teeth of PCD 192mm, face width 80mm | 13500 | no | 01-08- 2026 | 01-01- 2060 | 2026-07-31
695 | MATERIAL | OTHERMATERIALS | MR6085 | Gear wheel 1st reduction, cast steel 90teeth of PCD 450mm, face width 60mm | 43200 | no | 01-08- 2026 | 01-01- 2060 | 2026-07-31
696 | MATERIAL | OTHERMATERIALS | MR6086 | Gear wheel IInd reduction, cast steel 106 teeth of PCD 848 mm, face width 80mm | 69250 | no | 01-08- 2026 | 01-01- 2060 | 2026-07-31
697 | MATERIAL | OTHERMATERIALS | MR6087 | Pinion 1st reduction, forged steel 24 teeth of PCD 144mm, face width 60mm and module 6 | 10500 | no | 01-08- 2026 | 01-01- 2060 | 2026-07-31
698 | MATERIAL | OTHERMATERIALS | MR6088 | Pinion 2nd reduction, forged steel 28 teeth of PCD 224mm, face width 80mm and module 8 | 15120 | no | 01-08- 2026 | 01-01- 2060 | 2026-07-31
699 | MATERIAL | OTHERMATERIALS | MR6089 | Gear wheel 1st reduction, cast steel 74 teeth of PCD 444mm, face width 60mm and module 6 | 42650 | no | 01-08- 2026 | 01-01- 2060 | 2026-07-31
700 | MATERIAL | OTHERMATERIALS | MR6090 | Gear wheel 2nd reduction, cast steel 94 teeth of PCD 752mm, face width 80mm and module 8 | 61410 | no | 01-08- 2026 | 01-01- 2060 | 2026-07-31
701 | MATERIAL | OTHERMATERIALS | MR6091 | Pinion 1st reduction, forged steel 22 teeth of PCD 132mm, face width 60mm and module6 | 9500 | no | 01-08- 2026 | 01-01- 2060 | 2026-07-31
702 | MATERIAL | OTHERMATERIALS | MR6092 | Pinion 2nd reduction, forged steel 24 teeth of PCD 192mm, face width 80mm and module 8 | 13500 | no | 01-08- 2026 | 01-01- 2060 | 2026-07-31
703 | MATERIAL | OTHERMATERIALS | MR6093 | Gear wheel 1st reduction, cast steel 64 teeth of PCD 384mm, face width 60mm and module 6 | 36890 | no | 01-08- 2026 | 01-01- 2060 | 2026-07-31
704 | MATERIAL | OTHERMATERIALS | MR6094 | Gear wheel IInd reduction, cast steel 98 teeth of PCD 784mm, face width 80mm and module 8 | 64025 | no | 01-08- 2026 | 01-01- 2060 | 2026-07-31
705 | MATERIAL | OTHERMATERIALS | MR6095 | Pinion 1st reduction, forged steel 22 teeth of PCD 132mm, face width 60mm and module 6 | 9500 | no | 01-08- 2026 | 01-01- 2060 | 2026-07-31
706 | MATERIAL | OTHERMATERIALS | MR6096 | Pinion 2nd reduction, forged steel 24 teeth of PCD 192mm, face width 90mm and module 6 | 13500 | no | 01-08- 2026 | 01-01- 2060 | 2026-07-31
707 | MATERIAL | OTHERMATERIALS | MR6097 | Gear wheel 1st reduction, cast steel 76 teeth of PCD 456mm, face width 60mm and module 6 | 43800 | no | 01-08- 2026 | 01-01- 2060 | 2026-07-31
708 | MATERIAL | OTHERMATERIALS | MR6098 | Gear wheel 2nd reduction, cast steel 108 teeth of PCD 864mm, face width 90mm and module 6 | 70560 | no | 01-08- 2026 | 01-01- 2060 | 2026-07-31
709 | MATERIAL | OTHERMATERIALS | MR6099 | Rope drum, 2 nos | 207 | kg | 01-08- 2026 | 01-01- 2060 | 2026-07-31
710 | MATERIAL | OTHERMATERIALS | MR6100 | Clamping plate-2nos | 313 | kg | 01-08- 2026 | 01-01- 2060 | 2026-07-31
711 | MATERIAL | OTHERMATERIALS | MR6101 | Lock plate - 2nos | 1206 | kg | 01-08- 2026 | 01-01- 2060 | 2026-07-31
712 | MATERIAL | OTHERMATERIALS | MR6102 | Coupling Flange-8nos | 184 | kg | 01-08- 2026 | 01-01- 2060 | 2026-07-31
713 | MATERIAL | OTHERMATERIALS | MR6103 | Drum shaft | 118 | kg | 01-08- 2026 | 01-01- 2060 | 2026-07-31
714 | MATERIAL | OTHERMATERIALS | MR6104 | Leaded tin bronze bush | 920 | kg | 01-08- 2026 | 01-01- 2060 | 2026-07-31
715 | MATERIAL | OTHERMATERIALS | MR6105 | Al bronze bush | 755 | kg | 01-08- 2026 | 01-01- 2060 | 2026-07-31
716 | MATERIAL | OTHERMATERIALS | MR6106 | M20 fit bolt | 130 | kg | 01-08- 2026 | 01-01- 2060 | 2026-07-31
717 | MATERIAL | OTHERMATERIALS | MR6107 | Grub screw M8x12 | 130 | kg | 01-08- 2026 | 01-01- 2060 | 2026-07-31
718 | MATERIAL | OTHERMATERIALS | MR6108 | Washer M20x60N | 5 | no | 01-08- 2026 | 01-01- 2060 | 2026-07-31
719 | MATERIAL | OTHERMATERIALS | MR6109 | Gun metal retainer-2 nos | 1055 | kg | 01-08- 2026 | 01-01- 2060 | 2026-07-31
720 | MATERIAL | OTHERMATERIALS | MR6110 | Keys | 100 | no | 01-08- 2026 | 01-01- 2060 | 2026-07-31
721 | MATERIAL | OTHERMATERIALS | MR6111 | Cast steel pulley block, cast steel IS 1030, with gun metal bush, pin EN8 and bracket | 232 | kg | 01-08- 2026 | 01-01- 2060 | 2026-07-31
722 | MATERIAL | OTHERMATERIALS | MR6112 | Limit Switch | 3000 | no | 01-08- 2026 | 01-01- 2060 | 2026-07-31
723 | MATERIAL | OTHERMATERIALS | MR6113 | Manual operating mechanism | 11940 | no | 01-08- 2026 | 01-01- 2060 | 2026-07-31
724 | MATERIAL | OTHERMATERIALS | MR6114 | Gear wheel 1st reduction, cast steel 64 teeth of PCD 384mm, facewidth 60mm and module 6 | 36890 | no | 01-08- 2026 | 01-01- 2060 | 2026-07-31
725 | MATERIAL | OTHERMATERIALS | MR6115 | Gear wheel 2nd reduction, cast steel 98teeth of PCD 784mm of face width 80mm and module8 | 64025 | no | 01-08- 2026 | 01-01- 2060 | 2026-07-31
726 | MATERIAL | OTHERMATERIALS | MR6116 | Flat type rubber insertion sheet | 110 | kg | 01-08- 2026 | 01-01- 2060 | 2026-07-31
727 | MATERIAL | OTHERMATERIALS | MR6117 | Light duty Worm and pinion assembly | 28000 | no | 01-08- 2026 | 01-01- 2060 | 2026-07-31
728 | MATERIAL | OTHERMATERIALS | MR6118 | Heavy duty Worm and pinon assemblyy | 32000 | no | 01-08- 2026 | 01-01- 2060 | 2026-07-31
729 | MATERIAL | OTHERMATERIALS | MR6119 | 12 mm? testes galvanized wire rope 6/36 construction, fibre coreconfirming to IS2266-2002 | 110 | metre | 01-08- 2026 | 01-01- 2060 | 2026-07-31
730 | MATERIAL | OTHERMATERIALS | MR6120 | 14 mm ? testes galvanized wire rope 6/36 construction, fibre coreconfirming to IS2266-2002 | 225 | metre | 01-08- 2026 | 01-01- 2060 | 2026-07-31
731 | MATERIAL | OTHERMATERIALS | MR6121 | 16 mm ? testes galvanized wire rope 6/36 construction, fibre coreconfirming to IS2266-2002 | 210 | metre | 01-08- 2026 | 01-01- 2060 | 2026-07-31
732 | MATERIAL | OTHERMATERIALS | MR6122 | 18 mm ? testes galvanized wire rope 6/36 construction, fibrecorecon firming to IS2266-2002 | 300 | metre | 01-08- 2026 | 01-01- 2060 | 2026-07-31
733 | MATERIAL | OTHERMATERIALS | MR6123 | 20 mm ? testes galvanized wire rope 6/36 construction, fibrecorecon firming to IS2266-2002 | 266 | metre | 01-08- 2026 | 01-01- 2060 | 2026-07-31
734 | MATERIAL | OTHERMATERIALS | MR6124 | 22 mm ? testes galvanized wire rope 6/36 construction, fibrecorecon firming to IS2266-2002 | 312 | metre | 01-08- 2026 | 01-01- 2060 | 2026-07-31
735 | MATERIAL | OTHERMATERIALS | MR6125 | 24 mm ? testes galvanized wire rope 6/36 construction, fibre coreconfirming to IS2266-2002 | 400 | metre | 01-08- 2026 | 01-01- 2060 | 2026-07-31
736 | MATERIAL | OTHERMATERIALS | MR6126 | 26 mm ? testes galvanized wire rope 6/36 construction, fibre coreconfirming to IS2266-2002 | 450 | metre | 01-08- 2026 | 01-01- 2060 | 2026-07-31
737 | MATERIAL | OTHERMATERIALS | MR6127 | 28 mm ? testes galvanized wire rope 6/36 construction, fibre coreconfirming to IS2266-2002 | 500 | metre | 01-08- 2026 | 01-01- 2060 | 2026-07-31
738 | MATERIAL | OTHERMATERIALS | MR6128 | 150 mm NB cast iron non teturn valve | 20000 | no | 01-08- 2026 | 01-01- 2060 | 2026-07-31
739 | MATERIAL | OTHERMATERIALS | MR6129 | 150 mm MS class black pipes P/E conforming to IS:1239 part 1(2004) | 1059 | metre | 01-08- 2026 | 01-01- 2060 | 2026-07-31
740 | LABOUR |  | MR6130 | Electrician | 700 | Day | 01-08- 2026 | 01-01- 2060 | 2026-07-31
741 | MATERIAL | OTHERMATERIALS | MR6131 | 25/32 A FP MCB isolator | 530 | each | 01-08- 2026 | 01-01- 2060 | 2026-07-31
742 | MATERIAL | OTHERMATERIALS | MR6132 | Single Phase DOL starters for 0.25 to 3 HP motor | 860 | each | 01-08- 2026 | 01-01- 2060 | 2026-07-31
743 | MATERIAL | OTHERMATERIALS | MR6133 | 1 KVAR , Power Capacitors, 3 Phase delta connected | 158 | each | 01-08- 2026 | 01-01- 2060 | 2026-07-31
744 | MATERIAL | OTHERMATERIALS | MR6134 | 25/32 A rating, 4 pole, 30 mA RCCB | 2406 | each | 01-08- 2026 | 01-01- 2060 | 2026-07-31
745 | MATERIAL | OTHERMATERIALS | MR6135 | 6 sqmm 4 core PVC/XLPE insulated armoured cable with aluminium conductors for working voltages up to and including 1100 volts conforming IS 1584/part I/1988 for PVC IS 7098 part I for XLPE | 111 | metre | 01-08- 2026 | 01-01- 2060 | 2026-07-31
746 | MATERIAL | OTHERMATERIALS | MR6136 | Three phase DOL starters for 0.25 to 7.5 HP motor | 1600 | each | 01-08- 2026 | 01-01- 2060 | 2026-07-31
747 | MATERIAL | OTHERMATERIALS | MR6137 | 2 KVAR, Power Capacitors , 3 Phase delta connected | 316 | each | 01-08- 2026 | 01-01- 2060 | 2026-07-31
748 | MATERIAL | OTHERMATERIALS | MR7000 | Insulation Varnish Air Drying | 250 | per litre | 01-08- 2026 | 01-01- 2060 | 2026-07-31
749 | MATERIAL | FUEL_LUBRICANT | MR7001 | Gear oil | 132 | per litre | 01-08- 2026 | 01-01- 2060 | 2026-07-31
750 | MATERIAL | OTHERMATERIALS | MR7002 | Oxygen Gas | 86 | cum | 01-08- 2026 | 01-01- 2060 | 2026-07-31
751 | MATERIAL | OTHERMATERIALS | MR7003 | Acetylene Gas | 287 | cum | 01-08- 2026 | 01-01- 2060 | 2026-07-31
752 | LABOUR |  | MR7004 | Cutting to attain required shape | 293 | per metre | 01-08- 2026 | 01-01- 2060 | 2026-07-31
753 | LABOUR |  | MR7005 | Cutting cost = Cost of edge preparation by V cut on mating | 293 | metre | 01-08- 2026 | 01-01- 2060 | 2026-07-31
754 | MATERIAL | OTHERMATERIALS | MR7006 | ML 6 Contactor | 8000 | each | 01-08- 2026 | 01-01- 2060 | 2026-07-31
755 | MATERIAL | OTHERMATERIALS | MR7007 | GI sheet 1.6mm thick | 52 | per kg | 01-08- 2026 | 01-01- 2060 | 2026-07-31
756 | MATERIAL | OTHERMATERIALS | MR7008 | Thermocoal Pane 12mm | 39 | mm | 01-08- 2026 | 01-01- 2060 | 2026-07-31
757 | MATERIAL | OTHERMATERIALS | MR7009 | Synthetic Adhesive | 159 | kg | 01-08- 2026 | 01-01- 2060 | 2026-07-31
758 | MATERIAL | OTHERMATERIALS | MR7010 | GI Sheet 1.25mm thick | 52 | per kg | 01-08- 2026 | 01-01- 2060 | 2026-07-31
759 | MATERIAL | OTHERMATERIALS | MR7011 | Armoured Glass | 596 | sqm | 01-08- 2026 | 01-01- 2060 | 2026-07-31
760 | MATERIAL | OTHERMATERIALS | MR7012 | Marine Synthetic Enamel Paint | 211 | per litre | 01-08- 2026 | 01-01- 2060 | 2026-07-31
761 | MATERIAL | OTHERMATERIALS | MR7013 | Revolving Cushioned stool | 1000 | each | 01-08- | 01-01- | 2026-07-31
[7 empty] | 2026 | 2060
762 | MATERIAL | OTHERMATERIALS | MR7014 | Mild Steel pipe 230mm dia and 10mm thick | 2600 | metre | 01-08- 2026 | 01-01- 2060 | 2026-07-31
763 | MATERIAL | OTHERMATERIALS | MR7015 | Shuttering plywood (water resistant 6mm thick) | 750 | sqm | 01-08- 2026 | 01-01- 2060 | 2026-07-31
764 | MATERIAL | OTHERMATERIALS | MR7016 | Glass Beading per channel | 150 | kg | 01-08- 2026 | 01-01- 2060 | 2026-07-31
765 | MATERIAL | OTHERMATERIALS | MR7017 | Mild steel pipe 180mm dai and 8mm thick | 1600 | metre | 01-08- 2026 | 01-01- 2060 | 2026-07-31
766 | MATERIAL | OTHERMATERIALS | MR7018 | Cutting the plate for Fabrication | 343 | metre | 01-08- 2026 | 01-01- 2060 | 2026-07-31
767 | MATERIAL | OTHERMATERIALS | MR7019 | Bolt and Nut with washers | 78 | kg | 01-08- 2026 | 01-01- 2060 | 2026-07-31
768 | MATERIAL | OTHERMATERIALS | MR7020 | G.I pipe 1 inch dia | 130 | per metre | 01-08- 2026 | 01-01- 2060 | 2026-07-31
769 | MATERIAL | OTHERMATERIALS | MR7021 | Tarpaulin cover for winch | 700 | each | 01-08- 2026 | 01-01- 2060 | 2026-07-31
770 | MATERIAL | FUEL_LUBRICANT | MR7022 | Grease | 280 | kg | 01-08- 2026 | 01-01- 2060 | 2026-07-31
771 | MATERIAL | OTHERMATERIALS | MR7023 | Cost of Cutlas bushes | 8000 | set | 01-08- 2026 | 01-01- 2060 | 2026-07-31
772 | MATERIAL | OTHERMATERIALS | MR7024 | G.I Pipe 2 inch dia | 260 | metre | 01-08- 2026 | 01-01- 2060 | 2026-07-31
773 | MATERIAL | OTHERMATERIALS | MR7025 | Cost of Gland Packing | 320 | kg | 01-08- 2026 | 01-01- 2060 | 2026-07-31
774 | MATERIAL | OTHERMATERIALS | MR7026 | 1x20 Watts tube lights fittings sealed type | 900 | each | 01-08- 2026 | 01-01- 2060 | 2026-07-31
775 | MATERIAL | OTHERMATERIALS | MR7027 | 13 Watt CFL with water tight bulcuket | 630 | each | 01-08- 2026 | 01-01- 2060 | 2026-07-31
776 | MATERIAL | OTHERMATERIALS | MR7028 | 24 V DC Navigator Bulb with holder | 250 | each | 01-08- 2026 | 01-01- 2060 | 2026-07-31
777 | MATERIAL | OTHERMATERIALS | MR7029 | Navigation light fittings with full accessories - port and starboard side. | 6100 | each | 01-08- 2026 | 01-01- 2060 | 2026-07-31
778 | MATERIAL | OTHERMATERIALS | MR7030 | 24V DC Bulb | 65 | each | 01-08- 2026 | 01-01- 2060 | 2026-07-31
779 | MATERIAL | OTHERMATERIALS | MR7031 | 24V DC Horn | 1600 | each | 01-08- 2026 | 01-01- 2060 | 2026-07-31
780 | MATERIAL | OTHERMATERIALS | MR7032 | 24V DC Emergency lights | 610 | each | 01-08- 2026 | 01-01- 2060 | 2026-07-31
781 | MATERIAL | OTHERMATERIALS | MR7033 | Change over switch (Rotory type) | 1250 | each | 01-08- 2026 | 01-01- 2060 | 2026-07-31
782 | MATERIAL | OTHERMATERIALS | MR7034 | Rotory Marine switch | 900 | each | 01-08- 2026 | 01-01- 2060 | 2026-07-31
783 | MATERIAL | OTHERMATERIALS | MR7035 | PVC Gland - 13.5mm, 11mm | 16 | each | 01-08- 2026 | 01-01- 2060 | 2026-07-31
784 | MATERIAL | OTHERMATERIALS | MR7036 | Cable Tray 50mm | 170 | metre | 01-08- 2026 | 01-01- 2060 | 2026-07-31
785 | MATERIAL | OTHERMATERIALS | MR7037 | Cable Tray 75 mm | 270 | metre | 01-08- 2026 | 01-01- 2060 | 2026-07-31
786 | MATERIAL | OTHERMATERIALS | MR7038 | Cable Tray 25mm | 125 | metre | 01-08- 2026 | 01-01- 2060 | 2026-07-31
787 | MATERIAL | OTHERMATERIALS | MR7039 | Hrc Fuse Holder (16 amps) | 73 | no | 01-08- 2026 | 01-01- 2060 | 2026-07-31
788 | MATERIAL | OTHERMATERIALS | MR7040 | HRC Fuse (16 amps) | 60 | each | 01-08- 2026 | 01-01- 2060 | 2026-07-31
789 | MATERIAL | OTHERMATERIALS | MR7041 | HRC Fuse (6 amps) | 60 | each | 01-08- 2026 | 01-01- 2060 | 2026-07-31
790 | MATERIAL | OTHERMATERIALS | MR7042 | HRC Fuse (2 amps) | 60 | each | 01-08- 2026 | 01-01- 2060 | 2026-07-31
791 | MATERIAL | OTHERMATERIALS | MR7043 | Search Light with accessories | 10500 | each | 01-08- 2026 | 01-01- 2060 | 2026-07-31
792 | MATERIAL | OTHERMATERIALS | MR7044 | Cabine Fan / Wall Fan 220V | 1500 | each | 01-08- 2026 | 01-01- 2060 | 2026-07-31
793 | MATERIAL | OTHERMATERIALS | MR7045 | Battery Terminal +ve and -ve (Brass make) | 140 | each | 01-08- 2026 | 01-01- 2060 | 2026-07-31
794 | MATERIAL | OTHERMATERIALS | MR7046 | Battery cable ring sockets (50sq.mm) | 82 | kilogram | 01-08- 2026 | 01-01- 2060 | 2026-07-31
795 | MATERIAL | OTHERMATERIALS | MR7047 | Battery Terminal Cable copper core 50sq.mm (Heavy duty) with inter linked cables (4 nos.) | 590 | metre | 01-08- 2026 | 01-01- 2060 | 2026-07-31
796 | MATERIAL | OTHERMATERIALS | MR7048 | Starter DOL Type 3 phase suitable for 3HP motor | 2700 | no | 01-08- 2026 | 01-01- 2060 | 2026-07-31
797 | MATERIAL | OTHERMATERIALS | MR7049 | Triplex Glass | 4200 | sqm | 01-08- 2026 | 01-01- 2060 | 2026-07-31
798 | MATERIAL | OTHERMATERIALS | MR7050 | Adhesive | 380 | kg | 01-08- 2026 | 01-01- 2060 | 2026-07-31
799 | MATERIAL | OTHERMATERIALS | MR7051 | Gopal Varnish | 160 | Litre | 01-08- 2026 | 01-01- 2060 | 2026-07-31
800 | MATERIAL | FUEL_LUBRICANT | MR7052 | Engine Oil | 240 | Litre | 01-08- 2026 | 01-01- 2060 | 2026-07-31
801 | HIRE |  | MR7053 | Calibration Charges | 1200 | set | 01-08- 2026 | 01-01- 2060 | 2026-07-31
802 | MATERIAL | OTHERMATERIALS | MR7054 | Sea Water Pump | 3800 | each | 01-08- 2026 | 01-01- 2060 | 2026-07-31
803 | MATERIAL | OTHERMATERIALS | MR7055 | G.I Bend 1 Inch dia | 58 | each | 01-08- 2026 | 01-01- 2060 | 2026-07-31
804 | MATERIAL | OTHERMATERIALS | MR7056 | Hose Clip | 8 | each | 01-08- 2026 | 01-01- 2060 | 2026-07-31
805 | MATERIAL | OTHERMATERIALS | MR7057 | Lead Free Petrol | 64 | Litre | 01-08- 2026 | 01-01- 2060 | 2026-07-31
806 | MATERIAL | OTHERMATERIALS | MR7058 | Air Drying Varnish | 230 | Litre | 01-08- 2026 | 01-01- 2060 | 2026-07-31
807 | MATERIAL | OTHERMATERIALS | MR7059 | Alternator | 10500 | each | 01-08- 2026 | 01-01- 2060 | 2026-07-31
808 | MATERIAL | OTHERMATERIALS | MR7060 | Pulley and V belt | 450 | each | 01-08- 2026 | 01-01- 2060 | 2026-07-31
809 | MATERIAL | OTHERMATERIALS | MR7061 | Holding Bracket (Alternator) | 250 | each | 01-08- 2026 | 01-01- 2060 | 2026-07-31
810 | MATERIAL | OTHERMATERIALS | MR7062 | RPM Guage | 1200 | each | 01-08- 2026 | 01-01- 2060 | 2026-07-31
811 | MATERIAL | OTHERMATERIALS | MR7063 | Pressure Guage | 1200 | each | 01-08- 2026 | 01-01- 2060 | 2026-07-31
812 | MATERIAL | OTHERMATERIALS | MR7064 | Temperature Guage | 1200 | each | 01-08- 2026 | 01-01- 2060 | 2026-07-31
813 | MATERIAL | OTHERMATERIALS | MR7065 | Cable (For Guage Operation) | 300 | each | 01-08- 2026 | 01-01- 2060 | 2026-07-31
814 | MATERIAL | OTHERMATERIALS | MR7066 | G.I Pipe B class. 50mm | 260 | metre | 01-08- 2026 | 01-01- 2060 | 2026-07-31
815 | MATERIAL | OTHERMATERIALS | MR7067 | Asbestos Rope | 700 | kg | 01-08- 2026 | 01-01- 2060 | 2026-07-31
816 | MATERIAL | OTHERMATERIALS | MR7068 | 12 Volt, 100 Ah Battery | 5000 | each | 01-08- 2026 | 01-01- 2060 | 2026-07-31
817 | MATERIAL | OTHERMATERIALS | MR7069 | Grease Nipple | 30 | no | 01-08- 2026 | 01-01- 2060 | 2026-07-31
818 | MATERIAL | OTHERMATERIALS | MR7070 | Allied Packing 3mm | 330 | kg | 01-08- 2026 | 01-01- 2060 | 2026-07-31
819 | MATERIAL | OTHERMATERIALS | MR7071 | Banyan Waste | 65 | kg | 01-08- 2026 | 01-01- 2060 | 2026-07-31
820 | MATERIAL | OTHERMATERIALS | MR7072 | Transparent Glass Tube | 200 | each | 01-08- | 01-01- | 2026-07-31
[7 empty] | 2026 | 2060
821 | MATERIAL | OTHERMATERIALS | MR7073 | Steel Scale for Calibration (For Diesel Tank) | 90 | each | 01-08- 2026 | 01-01- 2060 | 2026-07-31
822 | MATERIAL | OTHERMATERIALS | MR7074 | Sounding Rod with hook | 280 | each | 01-08- 2026 | 01-01- 2060 | 2026-07-31
823 | MATERIAL | OTHERMATERIALS | MR7075 | GI Socket 40mm | 60 | each | 01-08- 2026 | 01-01- 2060 | 2026-07-31
824 | MATERIAL | OTHERMATERIALS | MR7076 | Yellow Zincromate Primer | 270 | Litre | 01-08- 2026 | 01-01- 2060 | 2026-07-31
825 | MATERIAL | OTHERMATERIALS | MR7077 | Coir Matress with Rexin Cloth | 4000 | each | 01-08- 2026 | 01-01- 2060 | 2026-07-31
826 | MATERIAL | OTHERMATERIALS | MR7078 | Antifouling paint | 340 | Litre | 01-08- 2026 | 01-01- 2060 | 2026-07-31
827 | MATERIAL | OTHERMATERIALS | MR7079 | Pillow with cover | 600 | each | 01-08- 2026 | 01-01- 2060 | 2026-07-31
828 | MATERIAL | OTHERMATERIALS | MR7080 | CO2 Fire extinguisher 4.5 kg | 5300 | each | 01-08- 2026 | 01-01- 2060 | 2026-07-31
829 | MATERIAL | OTHERMATERIALS | MR7081 | ABC Fire Extinguisher 6kg | 2100 | each | 01-08- 2026 | 01-01- 2060 | 2026-07-31
830 | MATERIAL | OTHERMATERIALS | MR7082 | Foam Type 9Litre (Fire Extinguisher) | 2400 | each | 01-08- 2026 | 01-01- 2060 | 2026-07-31
831 | MATERIAL | OTHERMATERIALS | MR7083 | One tonne Air Conditioner | 25000 | each | 01-08- 2026 | 01-01- 2060 | 2026-07-31
832 | MATERIAL | OTHERMATERIALS | MR7084 | Battery 12V 180 Ah | 15000 | each | 01-08- 2026 | 01-01- 2060 | 2026-07-31
833 | MATERIAL | OTHERMATERIALS | MR7085 | Cost of wash Basin (Steel Make) | 1300 | each | 01-08- 2026 | 01-01- 2060 | 2026-07-31
834 | MATERIAL | OTHERMATERIALS | MR7086 | Cableend Socket (copper) 70mm sq | 80 | each | 01-08- 2026 | 01-01- 2060 | 2026-07-31
835 | MATERIAL | OTHERMATERIALS | MR7087 | Cable wire 70mm sq | 600 | metre | 01-08- 2026 | 01-01- 2060 | 2026-07-31
836 | MATERIAL | OTHERMATERIALS | MR7088 | Hauling up and Launching of Tug | 35000 | each | 01-08- 2026 | 01-01- 2060 | 2026-07-31
837 | HIRE |  | MR7089 | 1 st Day Dock charge | 2500 | Day | 01-08- 2026 | 01-01- 2060 | 2026-07-31
838 | LABOUR |  | MR7090 | Cleaning of Slipway | 1500 | each | 01-08- 2026 | 01-01- 2060 | 2026-07-31
839 | HIRE |  | MR7091 | Rent of Dock for one day (Date setting from second day to 43 days) | 1300 | Day | 01-08- 2026 | 01-01- 2060 | 2026-07-31
840 | HIRE |  | MR7092 | Dock charge for Sea growth removal of under water hull position (starting on second day) | 1300 | Day | 01-08- 2026 | 01-01- 2060 | 2026-07-31
841 | HIRE |  | MR7093 | Dock charge for Chipping , scrapping of outer hull | 1300 | Day | 01-08- 2026 | 01-01- 2060 | 2026-07-31
842 | HIRE |  | MR7094 | Dock charge for Guaging and Inspection | 1300 | Day | 01-08- 2026 | 01-01- 2060 | 2026-07-31
843 | HIRE |  | MR7095 | Dock charge for Plate changing for 40 qtl @ 3 qtl/day | 1300 | Day | 01-08- 2026 | 01-01- 2060 | 2026-07-31
844 | HIRE |  | MR7096 | Dock charge for Primer cotting for outer hull | 1300 | Day | 01-08- 2026 | 01-01- 2060 | 2026-07-31
845 | HIRE |  | MR7097 | Dock charge for Painting of outer hull | 1300 | Day | 01-08- 2026 | 01-01- 2060 | 2026-07-31
846 | HIRE |  | MR7098 | Dock charge for Anti fouling of under water position | 1300 | Day | 01-08- 2026 | 01-01- 2060 | 2026-07-31
847 | HIRE |  | MR7099 | Dock charge for Curing | 1300 | Day | 01-08- 2026 | 01-01- 2060 | 2026-07-31
848 | HIRE |  | MR7100 | Hire charges for Ultra Sound Thickness Gauge | 30 | no | 01-08- 2026 | 01-01- 2060 | 2026-07-31
849 | HIRE |  | MR7101 | Energy Charges per hour | 42 | hour | 01-08- 2026 | 01-01- 2060 | 2026-07-31
850 | LABOUR |  | MR7102 | For Soldering and Crimping charges | 1900 | L.S | 01-08- 2026 | 01-01- 2060 | 2026-07-31
851 | HIRE |  | MR7103 | Hire Charges for Lathe (Heavy Duty) | 1500 | L.S | 01-08- 2026 | 01-01- 2060 | 2026-07-31
852 | MATERIAL | OTHERMATERIALS | MR7104 | Cost of Cleaning Liquid (Acid Wash) | 800 | L.S | 01-08- 2026 | 01-01- 2060 | 2026-07-31
853 | LABOUR |  | MR7105 | For Joints and Packing | 48 | L.S | 01-08- 2026 | 01-01- 2060 | 2026-07-31
854 | MATERIAL | OTHERMATERIALS | MR7106 | For Grease, lubricating oil, emery paper | 60 | L.S | 01-08- 2026 | 01-01- 2060 | 2026-07-31
855 | HIRE |  | MR7107 | For Growler testing | 180 | L.S | 01-08- 2026 | 01-01- 2060 | 2026-07-31
856 | MATERIAL | OTHERMATERIALS | MR7108 | Fire hose 2 1/2 inch dia size with couplings (15 Metres Hose ) | 4300 | no | 01-08- 2026 | 01-01- 2060 | 2026-07-31
857 | LABOUR |  | MR7109 | Arc Welder / Gas Welder | 700 | each | 01-08- 2026 | 01-01- 2060 | 2026-07-31
858 | MATERIAL | STEEL | MR7110 | M.S Plate/Flat | 60 | kg | 01-08- 2026 | 01-01- 2060 | 2026-07-31
859 | HIRE |  | MR7111 | Hire charges for Welding Machine | 46 | hour | 01-08- 2026 | 01-01- 2060 | 2026-07-31
860 | MATERIAL | OTHERMATERIALS | MR7112 | Welding Electrode 8 Guage | 9 | no | 01-08- 2026 | 01-01- 2060 | 2026-07-31
861 | MATERIAL | OTHERMATERIALS | MR7113 | Welding Electrode 10 Guage | 8 | each | 01-08- 2026 | 01-01- 2060 | 2026-07-31
862 | MATERIAL | OTHERMATERIALS | MR7114 | Welding Electrode 12 Guage | 7 | each | 01-08- 2026 | 01-01- 2060 | 2026-07-31
863 | MATERIAL | STEEL | MR7115 | Mild Steel Rod | 60 | kg | 01-08- 2026 | 01-01- 2060 | 2026-07-31
864 | MATERIAL | OTHERMATERIALS | MR7116 | Zinc anode | 300 | kilogram | 01-08- 2026 | 01-01- 2060 | 2026-07-31
865 | MATERIAL | OTHERMATERIALS | MR7117 | Rubber Fender | 30000 | no | 01-08- 2026 | 01-01- 2060 | 2026-07-31
866 | MATERIAL | OTHERMATERIALS | MR7118 | Mild Steel Chain 12mm dia | 80 | kg | 01-08- 2026 | 01-01- 2060 | 2026-07-31
867 | MATERIAL | OTHERMATERIALS | MR7119 | Red Oxide Metal Primer (Marine Quality) | 110 | Litre | 01-08- 2026 | 01-01- 2060 | 2026-07-31
868 | MATERIAL | OTHERMATERIALS | MR7120 | 2 Core x 1.5 sqmm cable | 66 | metre | 01-08- 2026 | 01-01- 2060 | 2026-07-31
869 | MATERIAL | OTHERMATERIALS | MR7121 | 2 core x 2.5 sqmm cable | 76 | metre | 01-08- 2026 | 01-01- 2060 | 2026-07-31
870 | MATERIAL | OTHERMATERIALS | MR7122 | 15 amps power plug | 355 | each | 01-08- 2026 | 01-01- 2060 | 2026-07-31
871 | MATERIAL | OTHERMATERIALS | MR7123 | Electric Bell ( for engine room) | 920 | each | 01-08- 2026 | 01-01- 2060 | 2026-07-31
872 | MATERIAL | OTHERMATERIALS | MR7124 | For unforseen items (clamps, clips, screws, nut and Bolts, sockets, Tee, L-bow, etc..) | 2006 | L.S | 01-08- 2026 | 01-01- 2060 | 2026-07-31
873 | MATERIAL | OTHERMATERIALS | MR7125 | Cost of rubber beading | 110 | metre | 01-08- 2026 | 01-01- 2060 | 2026-07-31
874 | MATERIAL | OTHERMATERIALS | MR7126 | Cost of PVC fresh Water Tank (capacity 300 ltr) | 3300 | no | 01-08- 2026 | 01-01- 2060 | 2026-07-31
875 | MATERIAL | OTHERMATERIALS | MR7127 | G I Pipe B Class 32 mm dia | 220 | metre | 01-08- 2026 | 01-01- 2060 | 2026-07-31
876 | MATERIAL | OTHERMATERIALS | MR7128 | Pad Lock 7 lever 65mm | 640 | no | 01-08- 2026 | 01-01- 2060 | 2026-07-31
877 | MATERIAL | OTHERMATERIALS | MR7129 | Cost of PVC acessories such as taps,sockets,Union,adaptor.etc. | 850 | L.S | 01-08- 2026 | 01-01- 2060 | 2026-07-31
878 | MATERIAL | OTHERMATERIALS | MR7130 | Cost of PVC pipe size 16mm,20mm,32mm | 1000 | L.S | 01-08- 2026 | 01-01- 2060 | 2026-07-31
879 | MATERIAL | OTHERMATERIALS | MR7131 | Rasin | 210 | kg | 01-08- | 01-01- | 2026-07-31
[7 empty] | 2026 | 2060
880 | MATERIAL | OTHERMATERIALS | MR7132 | Fiber Mat | 175 | kg | 01-08- 2026 | 01-01- 2060 | 2026-07-31
881 | MATERIAL | OTHERMATERIALS | MR7133 | Catalyst | 780 | Litre | 01-08- 2026 | 01-01- 2060 | 2026-07-31
882 | MATERIAL | OTHERMATERIALS | MR7134 | Accelerator | 580 | Litre | 01-08- 2026 | 01-01- 2060 | 2026-07-31
883 | MATERIAL | OTHERMATERIALS | MR7135 | Pigment | 620 | kg | 01-08- 2026 | 01-01- 2060 | 2026-07-31
884 | MATERIAL | OTHERMATERIALS | MR7136 | Thinner | 160 | Litre | 01-08- 2026 | 01-01- 2060 | 2026-07-31
885 | MATERIAL | OTHERMATERIALS | MR7137 | Grey Paint | 250 | Litre | 01-08- 2026 | 01-01- 2060 | 2026-07-31
886 | MATERIAL | OTHERMATERIALS | MR7138 | Chock Powder | 38 | kg | 01-08- 2026 | 01-01- 2060 | 2026-07-31
887 | MATERIAL | OTHERMATERIALS | MR7139 | Marine Plywood (Water Resistant,Good Quality) | 1700 | sqm | 01-08- 2026 | 01-01- 2060 | 2026-07-31
888 | MATERIAL | OTHERMATERIALS | MR7140 | Spark Plug, 98069-57756 | 500 | no | 01-08- 2026 | 01-01- 2060 | 2026-07-31
889 | MATERIAL | OTHERMATERIALS | MR7141 | Head Cover Packing, 12391ZV5010 | 675 | no | 01-08- 2026 | 01-01- 2060 | 2026-07-31
890 | MATERIAL | OTHERMATERIALS | MR7142 | Head Gasket(Cylinder Head),12251-ZW4-H01 | 1350 | no | 01-08- 2026 | 01-01- 2060 | 2026-07-31
891 | MATERIAL | OTHERMATERIALS | MR7143 | Connecting Rod, 13210ZZ5000 | 5000 | set | 01-08- 2026 | 01-01- 2060 | 2026-07-31
892 | MATERIAL | OTHERMATERIALS | MR7144 | Ring Set(std.)13011-ZV5-010 | 1375 | each | 01-08- 2026 | 01-01- 2060 | 2026-07-31
893 | MATERIAL | OTHERMATERIALS | MR7145 | Exhaust Valve,14721ZV5000 | 1450 | no | 01-08- 2026 | 01-01- 2060 | 2026-07-31
894 | MATERIAL | OTHERMATERIALS | MR7146 | Inlet Valve, 14711ZW4000 | 1000 | no | 01-08- 2026 | 01-01- 2060 | 2026-07-31
895 | MATERIAL | OTHERMATERIALS | MR7147 | Oil Seal 30x42x8(91201ZV5003) | 250 | no | 01-08- 2026 | 01-01- 2060 | 2026-07-31
896 | MATERIAL | OTHERMATERIALS | MR7148 | Pump Unit Assembly (16735ZZ5003) | 13000 | no | 01-08- 2026 | 01-01- 2060 | 2026-07-31
897 | MATERIAL | OTHERMATERIALS | MR7149 | Holder Comp,Brush(31231ZV5013) | 2250 | no | 01-08- 2026 | 01-01- 2060 | 2026-07-31
898 | MATERIAL | OTHERMATERIALS | MR7150 | SW Assembly Start.(Magnetic) 35850ZZ5003 | 3100 | no | 01-08- 2026 | 01-01- 2060 | 2026-07-31
899 | MATERIAL | OTHERMATERIALS | MR7151 | Impeller(Pump),19210-ZV5-003 | 925 | no | 01-08- 2026 | 01-01- 2060 | 2026-07-31
900 | MATERIAL | OTHERMATERIALS | MR7152 | Gasket B (Impeller),19233ZV5000 | 175 | no | 01-08- 2026 | 01-01- 2060 | 2026-07-31
901 | MATERIAL | OTHERMATERIALS | MR7153 | Gasket (Water Pump),19242ZV5000 | 175 | no | 01-08- 2026 | 01-01- 2060 | 2026-07-31
902 | MATERIAL | OTHERMATERIALS | MR7154 | Seal (Water Pump),91251-ZW4-H11 | 650 | no | 01-08- 2026 | 01-01- 2060 | 2026-07-31
903 | MATERIAL | OTHERMATERIALS | MR7155 | Oil Filter (15400-PFB-014) | 1250 | no | 01-08- 2026 | 01-01- 2060 | 2026-07-31
904 | MATERIAL | OTHERMATERIALS | MR7156 | Upper Crank Shaft Oil Seal (1101E60000) | 500 | no | 01-08- 2026 | 01-01- 2060 | 2026-07-31
905 | MATERIAL | OTHERMATERIALS | MR7157 | Piston Pin Clip | 275 | set | 01-08- 2026 | 01-01- 2060 | 2026-07-31
906 | MATERIAL | OTHERMATERIALS | MR7158 | Piston Pin (13111-PWA-000) | 1250 | no | 01-08- 2026 | 01-01- 2060 | 2026-07-31
907 | LABOUR |  | MR7159 | Mechinist | 800 | no | 01-08- 2026 | 01-01- 2060 | 2026-07-31
908 | MATERIAL | STEEL | MR7160 | M.S.Round Shaft | 60 | kg | 01-08- 2026 | 01-01- 2060 | 2026-07-31
909 | MATERIAL | OTHERMATERIALS | MR7161 | G.I Hook | 8 | no | 01-08- | 01-01- | 2026-07-31
[7 empty] | 2026 | 2060
910 | MATERIAL | OTHERMATERIALS | MR7162 | Crane Control Lever Boot | 250 | no | 01-08- 2026 | 01-01- 2060 | 2026-07-31
911 | MATERIAL | OTHERMATERIALS | MR7163 | Electrical Hooter, 230 volt AC | 1000 | no | 01-08- 2026 | 01-01- 2060 | 2026-07-31
912 | MATERIAL | OTHERMATERIALS | MR7164 | Welding rode (Hard Steel) | 20 | no | 01-08- 2026 | 01-01- 2060 | 2026-07-31
913 | MATERIAL | OTHERMATERIALS | MR10001 | Rubber Insertion for 700mm dia Pipe Joints. | 292 | each | 01-08- 2026 | 01-01- 2060 | 2026-07-31
914 | MATERIAL | OTHERMATERIALS | MR10002 | Rubber Insertion for 750mm dia Pipe Joints. | 328 | each | 01-08- 2026 | 01-01- 2060 | 2026-07-31
915 | MATERIAL | OTHERMATERIALS | MR10003 | Rubber Insertion for 800mm dia Pipe Joints. | 366 | each | 01-08- 2026 | 01-01- 2060 | 2026-07-31
916 | MATERIAL | OTHERMATERIALS | MR10004 | Rubber Insertion for 900mm dia Pipe Joints. | 447 | each | 01-08- 2026 | 01-01- 2060 | 2026-07-31
917 | MATERIAL | OTHERMATERIALS | MR10005 | Rubber Insertion for 1000mm dia Pipe Joints. | 537 | each | 01-08- 2026 | 01-01- 2060 | 2026-07-31
918 | MATERIAL | OTHERMATERIALS | MR10006 | Rubber Insertion for1100mm dia Pipe Joints. | 634 | each | 01-08- 2026 | 01-01- 2060 | 2026-07-31
919 | MATERIAL | OTHERMATERIALS | MR10007 | Rubber Insertion for 1200mm dia Pipe Joints. | 741 | each | 01-08- 2026 | 01-01- 2060 | 2026-07-31
920 | MATERIAL | OTHERMATERIALS | MR10008 | Cost of Potable Water | 60 | Kilo litre | 01-08- 2026 | 01-01- 2060 | 2026-07-31
921 | MATERIAL | OTHERMATERIALS | MR10009 | Lead Wool | 212 | kg | 01-08- 2026 | 01-01- 2060 | 2026-07-31
922 | MATERIAL | OTHERMATERIALS | MR10010 | Hemp | 85 | kg | 01-08- 2026 | 01-01- 2060 | 2026-07-31
923 | MATERIAL | OTHERMATERIALS | MR10011 | Rubber Gasket 80mm Dia. | 36 | each | 01-08- 2026 | 01-01- 2060 | 2026-07-31
924 | MATERIAL | OTHERMATERIALS | MR10012 | Rubber Gasket 1100mm Dia. | 1593 | each | 01-08- 2026 | 01-01- 2060 | 2026-07-31
925 | MATERIAL | OTHERMATERIALS | MR10013 | Rubber Gasket 1200mm Dia. | 1715 | each | 01-08- 2026 | 01-01- 2060 | 2026-07-31
926 | MATERIAL | OTHERMATERIALS | MR10014 | Casuarina Pole girth 15cm to 24cm. | 22 | metre | 01-08- 2026 | 01-01- 2060 | 2026-07-31
927 | MATERIAL | OTHERMATERIALS | MR10015 | Red Coloured Flourescent caution tape | 1 | metre | 01-08- 2026 | 01-01- 2060 | 2026-07-31
928 | MATERIAL | OTHERMATERIALS | MR10016 | Coir yarn | 170 | kg | 01-08- 2026 | 01-01- 2060 | 2026-07-31
929 | MATERIAL | OTHERMATERIALS | MR10017 | Empty bag for Earth Filling. | 1 | each | 01-08- 2026 | 01-01- 2060 | 2026-07-31
930 | MATERIAL | OTHERMATERIALS | MR10018 | Quarry Muck | 255 | cum | 01-08- 2026 | 01-01- 2060 | 2026-07-31
931 | MATERIAL | OTHERMATERIALS | MR10019 | Bolts and Nuts 27mm dia 120mm long | 58 | each | 01-08- 2026 | 01-01- 2060 | 2026-07-31
932 | MATERIAL | OTHERMATERIALS | MR10020 | Bolts and Nuts 27mm dia 130mm long | 63 | each | 01-08- 2026 | 01-01- 2060 | 2026-07-31
933 | MATERIAL | OTHERMATERIALS | MR10021 | Bolts and Nuts 30mm dia 130mm long | 78 | each | 01-08- 2026 | 01-01- 2060 | 2026-07-31
934 | MATERIAL | OTHERMATERIALS | MR10022 | Bolts and Nuts 33mm dia 140mm long | 102 | each | 01-08- 2026 | 01-01- 2060 | 2026-07-31
935 | MATERIAL | OTHERMATERIALS | MR10023 | PVC Coupling 90mm, 8 kg/cm2 | 52 | each | 01-08- 2026 | 01-01- 2060 | 2026-07-31
936 | MATERIAL | OTHERMATERIALS | MR10024 | PVC Coupling 110mm, 8 kg/cm2 | 89 | each | 01-08- 2026 | 01-01- 2060 | 2026-07-31
937 | MATERIAL | OTHERMATERIALS | MR10025 | PVC Coupling 140mm, 8 kg/cm2 | 160 | each | 01-08- 2026 | 01-01- 2060 | 2026-07-31
938 | MATERIAL | OTHERMATERIALS | MR10026 | PVC Coupling 160mm, 8 kg/cm2 | 185 | each | 01-08- 2026 | 01-01- 2060 | 2026-07-31
939 | MATERIAL | OTHERMATERIALS | MR10027 | PVC Coupling 180mm, 8 kg/cm2 | 211 | each | 01-08- | 01-01- | 2026-07-31
[7 empty] | 2026 | 2060
940 | MATERIAL | OTHERMATERIALS | MR10028 | PVC Coupling 200mm, 8 kg/cm2 | 340 | each | 01-08- 2026 | 01-01- 2060 | 2026-07-31
941 | MATERIAL | OTHERMATERIALS | MR10029 | PVC Coupling 250mm, 8 kg/cm2 | 893 | each | 01-08- 2026 | 01-01- 2060 | 2026-07-31
942 | MATERIAL | OTHERMATERIALS | MR10030 | PVC Coupling 280mm, 8 kg/cm2 | 1000 | each | 01-08- 2026 | 01-01- 2060 | 2026-07-31
943 | MATERIAL | OTHERMATERIALS | MR10031 | GI Threaded Coupling, 40mm. | 51 | each | 01-08- 2026 | 01-01- 2060 | 2026-07-31
944 | MATERIAL | OTHERMATERIALS | MR10032 | GI Threaded Coupling, 50mm. | 93 | each | 01-08- 2026 | 01-01- 2060 | 2026-07-31
945 | MATERIAL | OTHERMATERIALS | MR10033 | GI Threaded Coupling, 65mm. | 136 | each | 01-08- 2026 | 01-01- 2060 | 2026-07-31
946 | MATERIAL | OTHERMATERIALS | MR10034 | GI Threaded Coupling, 80mm. | 178 | each | 01-08- 2026 | 01-01- 2060 | 2026-07-31
947 | MATERIAL | OTHERMATERIALS | MR10035 | GI Threaded Coupling, 100mm. | 255 | each | 01-08- 2026 | 01-01- 2060 | 2026-07-31
948 | MATERIAL | OTHERMATERIALS | MR10036 | GI Threaded Coupling, 125mm. | 357 | each | 01-08- 2026 | 01-01- 2060 | 2026-07-31
949 | MATERIAL | OTHERMATERIALS | MR10037 | GI Threaded Coupling, 150mm. | 476 | each | 01-08- 2026 | 01-01- 2060 | 2026-07-31
950 | MATERIAL | OTHERMATERIALS | MR10038 | GI Union, 100mm. | 638 | each | 01-08- 2026 | 01-01- 2060 | 2026-07-31
951 | MATERIAL | OTHERMATERIALS | MR10039 | GI Union, 125mm. | 808 | each | 01-08- 2026 | 01-01- 2060 | 2026-07-31
952 | MATERIAL | OTHERMATERIALS | MR10040 | GI Union, 150mm. | 978 | each | 01-08- 2026 | 01-01- 2060 | 2026-07-31
953 | MATERIAL | OTHERMATERIALS | MR10041 | GI Plug, 20mm. | 14 | each | 01-08- 2026 | 01-01- 2060 | 2026-07-31
954 | MATERIAL | OTHERMATERIALS | MR10042 | GI Socket, 20mm. | 20 | each | 01-08- 2026 | 01-01- 2060 | 2026-07-31
955 | MATERIAL | OTHERMATERIALS | MR10043 | Bamboo. | 297 | metre | 01-08- 2026 | 01-01- 2060 | 2026-07-31
956 | MATERIAL | OTHERMATERIALS | MR10044 | Cost of pebble 2 mm to 6 mm / 6mm to 12mm. | 6553 | cum | 01-08- 2026 | 01-01- 2060 | 2026-07-31
957 | MATERIAL | OTHERMATERIALS | MR10045 | Cost of pebble 12 mm to 20 mm. | 6553 | cum | 01-08- 2026 | 01-01- 2060 | 2026-07-31
958 | MATERIAL | OTHERMATERIALS | MR10046 | Cost of pebble 20 mm to 40 mm. | 6553 | cum | 01-08- 2026 | 01-01- 2060 | 2026-07-31
959 | MATERIAL | OTHERMATERIALS | MR10047 | Filter Media Sand | 8510 | cum | 01-08- 2026 | 01-01- 2060 | 2026-07-31
960 | MATERIAL | OTHERMATERIALS | MR10048 | PVC Tap | 64 | each | 01-08- 2026 | 01-01- 2060 | 2026-07-31
961 | MATERIAL | OTHERMATERIALS | MR10049 | Cost of PVC Saddle Piece (Average rate of 200/160/140/110/90/75/ 63/ 50 mm). | 178 | each | 01-08- 2026 | 01-01- 2060 | 2026-07-31
962 | MATERIAL | OTHERMATERIALS | MR10052 | RCC Pipe NP2 Class, 200mm Dia. | 462 | metre | 01-08- 2026 | 01-01- 2060 | 2026-07-31
963 | MATERIAL | OTHERMATERIALS | MR10053 | RCC Pipe NP2 Class, 225mm Dia. | 482 | each | 01-08- 2026 | 01-01- 2060 | 2026-07-31
964 | MATERIAL | OTHERMATERIALS | MR10056 | RCC Pipe NP2 Class, 350mm Dia. | 787 | metre | 01-08- 2026 | 01-01- 2060 | 2026-07-31
965 | MATERIAL | OTHERMATERIALS | MR10057 | RCC Pipe NP2 Class, 400mm Dia. | 901 | metre | 01-08- 2026 | 01-01- 2060 | 2026-07-31
966 | MATERIAL | OTHERMATERIALS | MR10066 | RCC Flush Pipe NP3 Class, 100mm Dia. | 350 | metre | 01-08- 2026 | 01-01- 2060 | 2026-07-31
967 | MATERIAL | OTHERMATERIALS | MR10067 | RCC Flush Pipe NP3 Class, 150mm Dia. | 435 | metre | 01-08- 2026 | 01-01- 2060 | 2026-07-31
968 | MATERIAL | OTHERMATERIALS | MR10068 | RCC Flush Pipe NP3 Class, | 645 | metre | 01-08- | 01-01- | 2026-07-31
|  |  |  | 200mm Dia. |  |  | 2026 | 2060
969 | MATERIAL | OTHERMATERIALS | MR10069 | RCC Flush Pipe NP3 Class, 225mm Dia. | 738 | metre | 01-08- 2026 | 01-01- 2060 | 2026-07-31
970 | MATERIAL | OTHERMATERIALS | MR10070 | RCC Flush Pipe NP3 Class, 250mm Dia. | 647 | metre | 01-08- 2026 | 01-01- 2060 | 2026-07-31
971 | MATERIAL | OTHERMATERIALS | MR10071 | RCC Flush Pipe NP3 Class, 300mm Dia. | 884 | metre | 01-08- 2026 | 01-01- 2060 | 2026-07-31
972 | MATERIAL | OTHERMATERIALS | MR10072 | RCC Flush Pipe NP3 Class, 350mm Dia. | 1545 | metre | 01-08- 2026 | 01-01- 2060 | 2026-07-31
973 | MATERIAL | OTHERMATERIALS | MR10073 | RCC Flush Pipe NP3 Class, 400mm Dia. | 1737 | metre | 01-08- 2026 | 01-01- 2060 | 2026-07-31
974 | MATERIAL | OTHERMATERIALS | MR10074 | RCC Flush Pipe NP3 Class, 450mm Dia. | 1926 | metre | 01-08- 2026 | 01-01- 2060 | 2026-07-31
975 | MATERIAL | OTHERMATERIALS | MR10075 | RCC Flush Pipe NP3 Class, 500mm Dia. | 2211 | metre | 01-08- 2026 | 01-01- 2060 | 2026-07-31
976 | MATERIAL | OTHERMATERIALS | MR10076 | RCC Flush Pipe NP3 Class, 600mm Dia. | 2937 | metre | 01-08- 2026 | 01-01- 2060 | 2026-07-31
977 | MATERIAL | OTHERMATERIALS | MR10077 | RCC Flush Pipe NP3 Class, 700mm Dia. | 3445 | metre | 01-08- 2026 | 01-01- 2060 | 2026-07-31
978 | MATERIAL | OTHERMATERIALS | MR10078 | RCC Flush Pipe NP3 Class, 800mm Dia. | 4428 | metre | 01-08- 2026 | 01-01- 2060 | 2026-07-31
979 | MATERIAL | OTHERMATERIALS | MR10079 | RCC Flush Pipe NP3 Class, 900mm Dia. | 4645 | metre | 01-08- 2026 | 01-01- 2060 | 2026-07-31
980 | MATERIAL | OTHERMATERIALS | MR10080 | RCC Flush Pipe NP3 Class, 1000mm Dia. | 5666 | metre | 01-08- 2026 | 01-01- 2060 | 2026-07-31
981 | MATERIAL | OTHERMATERIALS | MR10081 | RCC Flush Pipe NP3 Class, 1200mm Dia. | 7667 | metre | 01-08- 2026 | 01-01- 2060 | 2026-07-31
982 | MATERIAL | OTHERMATERIALS | MR10082 | RCC S&S Pipe NP3 Class, 100mm Dia. | 386 | metre | 01-08- 2026 | 01-01- 2060 | 2026-07-31
983 | MATERIAL | OTHERMATERIALS | MR10083 | RCC S&S Pipe NP3 Class, 150mm Dia. | 510 | metre | 01-08- 2026 | 01-01- 2060 | 2026-07-31
984 | MATERIAL | OTHERMATERIALS | MR10084 | RCC S&S Pipe NP3 Class, 200mm Dia. | 737 | metre | 01-08- 2026 | 01-01- 2060 | 2026-07-31
985 | MATERIAL | OTHERMATERIALS | MR10085 | RCC S&S Pipe NP3 Class, 225mm Dia. | 767 | metre | 01-08- 2026 | 01-01- 2060 | 2026-07-31
986 | MATERIAL | OTHERMATERIALS | MR10086 | RCC S&S Pipe NP3 Class, 250mm Dia. | 797 | metre | 01-08- 2026 | 01-01- 2060 | 2026-07-31
987 | MATERIAL | OTHERMATERIALS | MR10087 | RCC S&S Pipe NP3 Class, 300mm Dia. | 1038 | metre | 01-08- 2026 | 01-01- 2060 | 2026-07-31
988 | MATERIAL | OTHERMATERIALS | MR10088 | RCC S&S Pipe NP3 Class, 350mm Dia. | 1743 | metre | 01-08- 2026 | 01-01- 2060 | 2026-07-31
989 | MATERIAL | OTHERMATERIALS | MR10089 | RCC S&S Pipe NP3 Class, 400mm Dia. | 1980 | metre | 01-08- 2026 | 01-01- 2060 | 2026-07-31
990 | MATERIAL | OTHERMATERIALS | MR10091 | RCC S&S Pipe NP3 Class, 500mm Dia. | 2633 | metre | 01-08- 2026 | 01-01- 2060 | 2026-07-31
991 | MATERIAL | OTHERMATERIALS | MR10093 | RCC S&S Pipe NP3 Class, 700mm Dia. | 4250 | metre | 01-08- 2026 | 01-01- 2060 | 2026-07-31
992 | MATERIAL | OTHERMATERIALS | MR10094 | RCC S&S Pipe NP3 Class, 800mm Dia. | 4680 | metre | 01-08- 2026 | 01-01- 2060 | 2026-07-31
993 | MATERIAL | OTHERMATERIALS | MR10099 | SW Pipe 250mm, 0.6m long. | 529 | each | 01-08- 2026 | 01-01- 2060 | 2026-07-31
994 | MATERIAL | OTHERMATERIALS | MR10101 | DI K7 Pipe Conforming to IS 8329/2000, 100mm Dia. | 1158 | metre | 01-08- 2026 | 01-01- 2060 | 2026-07-31
995 | MATERIAL | OTHERMATERIALS | MR10102 | DI K7 Pipe Conforming to IS 8329/2000, 150mm Dia. | 1640 | metre | 01-08- 2026 | 01-01- 2060 | 2026-07-31
996 | MATERIAL | OTHERMATERIALS | MR10103 | DI K7 Pipe Conforming to IS 8329/2000, 200mm Dia. | 2050 | metre | 01-08- 2026 | 01-01- 2060 | 2026-07-31
997 | MATERIAL | OTHERMATERIALS | MR10104 | DI K7 Pipe Conforming to IS 8329/2000, 250mm Dia. | 2740 | metre | 01-08- 2026 | 01-01- 2060 | 2026-07-31
998 | MATERIAL | OTHERMATERIALS | MR10105 | DI K7 Pipe Conforming to IS | 3478 | metre | 01-08- | 01-01- | 2026-07-31
|  |  |  | 8329/2000, 300mm Dia. |  |  | 2026 | 2060
999 | MATERIAL | OTHERMATERIALS | MR10106 | DI K7 Pipe Conforming to IS 8329/2000, 350mm Dia. | 4015 | metre | 01-08- 2026 | 01-01- 2060 | 2026-07-31
1000 | MATERIAL | OTHERMATERIALS | MR10107 | DI K7 Pipe Conforming to IS 8329/2000, 400mm Dia. | 4778 | metre | 01-08- 2026 | 01-01- 2060 | 2026-07-31
1001 | MATERIAL | OTHERMATERIALS | MR10108 | DI K7 Pipe Conforming to IS 8329/2000, 450mm Dia. | 5657 | metre | 01-08- 2026 | 01-01- 2060 | 2026-07-31
1002 | MATERIAL | OTHERMATERIALS | MR10109 | DI K7 Pipe Conforming to IS 8329/2000, 500mm Dia. | 6552 | metre | 01-08- 2026 | 01-01- 2060 | 2026-07-31
1003 | MATERIAL | OTHERMATERIALS | MR10110 | DI K7 Pipe Conforming to IS 8329/2000, 600mm Dia. | 8573 | metre | 01-08- 2026 | 01-01- 2060 | 2026-07-31
1004 | MATERIAL | OTHERMATERIALS | MR10111 | DI K7 Pipe Conforming to IS 8329/2000, 700mm Dia. | 11643 | metre | 01-08- 2026 | 01-01- 2060 | 2026-07-31
1005 | MATERIAL | OTHERMATERIALS | MR10112 | DI K7 Pipe Conforming to IS 8329/2000, 800mm Dia. | 14980 | metre | 01-08- 2026 | 01-01- 2060 | 2026-07-31
1006 | MATERIAL | OTHERMATERIALS | MR10113 | DI K7 Pipe Conforming to IS 8329/2000, 900mm Dia. | 18446 | metre | 01-08- 2026 | 01-01- 2060 | 2026-07-31
1007 | MATERIAL | OTHERMATERIALS | MR10114 | DI K7 Pipe Conforming to IS 8329/2000, 1000mm Dia. | 22030 | metre | 01-08- 2026 | 01-01- 2060 | 2026-07-31
1008 | MATERIAL | OTHERMATERIALS | MR10115 | DI K9 Pipe Conforming to IS 8329/2000, 100mm Dia. | 1332 | metre | 01-08- 2026 | 01-01- 2060 | 2026-07-31
1009 | MATERIAL | OTHERMATERIALS | MR10116 | DI K9 Pipe Conforming to IS 8329/2000, 150mm Dia. | 1895 | metre | 01-08- 2026 | 01-01- 2060 | 2026-07-31
1010 | MATERIAL | OTHERMATERIALS | MR10117 | DI K9 Pipe Conforming to IS 8329/2000, 200mm Dia. | 2491 | metre | 01-08- 2026 | 01-01- 2060 | 2026-07-31
1011 | MATERIAL | OTHERMATERIALS | MR10118 | DI K9 Pipe Conforming to IS 8329/2000, 250mm Dia. | 3326 | metre | 01-08- 2026 | 01-01- 2060 | 2026-07-31
1012 | MATERIAL | OTHERMATERIALS | MR10119 | DI K9 Pipe Conforming to IS 8329/2000, 300mm Dia. | 4212 | metre | 01-08- 2026 | 01-01- 2060 | 2026-07-31
1013 | MATERIAL | OTHERMATERIALS | MR10120 | DI K9 Pipe Conforming to IS 8329/2000, 350mm Dia. | 4904 | metre | 01-08- 2026 | 01-01- 2060 | 2026-07-31
1014 | MATERIAL | OTHERMATERIALS | MR10121 | DI K9 Pipe Conforming to IS 8329/2000, 400mm Dia. | 5720 | metre | 01-08- 2026 | 01-01- 2060 | 2026-07-31
1015 | MATERIAL | OTHERMATERIALS | MR10122 | DI K9 Pipe Conforming to IS 8329/2000, 450mm Dia. | 6870 | metre | 01-08- 2026 | 01-01- 2060 | 2026-07-31
1016 | MATERIAL | OTHERMATERIALS | MR10123 | DI K9 Pipe Conforming to IS 8329/2000, 500mm Dia. | 7930 | metre | 01-08- 2026 | 01-01- 2060 | 2026-07-31
1017 | MATERIAL | OTHERMATERIALS | MR10124 | DI K9 Pipe Conforming to IS 8329/2000, 600mm Dia. | 10512 | metre | 01-08- 2026 | 01-01- 2060 | 2026-07-31
1018 | MATERIAL | OTHERMATERIALS | MR10125 | DI K9 Pipe Conforming to IS 8329/2000, 700mm Dia. | 13267 | metre | 01-08- 2026 | 01-01- 2060 | 2026-07-31
1019 | MATERIAL | OTHERMATERIALS | MR10126 | DI K9 Pipe Conforming to IS 8329/2000, 750mm Dia. (With Excise Duty) | 14934 | metre | 01-08- 2026 | 01-01- 2060 | 2026-07-31
1020 | MATERIAL | OTHERMATERIALS | MR10127 | DI K9 Pipe Conforming to IS 8329/2000, 800mm Dia. | 16272 | metre | 01-08- 2026 | 01-01- 2060 | 2026-07-31
1021 | MATERIAL | OTHERMATERIALS | MR10128 | DI K9 Pipe Conforming to IS 8329/2000, 900mm Dia. | 20178 | metre | 01-08- 2026 | 01-01- 2060 | 2026-07-31
1022 | MATERIAL | OTHERMATERIALS | MR10129 | DI K9 Pipe Conforming to IS 8329/2000, 1000mm Dia. | 24108 | metre | 01-08- 2026 | 01-01- 2060 | 2026-07-31
1023 | MATERIAL | OTHERMATERIALS | MR10130 | DI K9 Pipe Conforming to IS 8329/2000, 1100mm Dia. | 29763 | metre | 01-08- 2026 | 01-01- 2060 | 2026-07-31
1024 | MATERIAL | OTHERMATERIALS | MR10131 | HDPE Pipe PE 100 (IS 4984/1995), 8kg, 50mm Outer Dia. | 54 | metre | 01-08- 2026 | 01-01- 2060 | 2026-07-31
1025 | MATERIAL | OTHERMATERIALS | MR10132 | HDPE Pipe PE 100 (IS 4984/1995), 8kg, 63mm Outer Dia. | 87 | metre | 01-08- 2026 | 01-01- 2060 | 2026-07-31
1026 | MATERIAL | OTHERMATERIALS | MR10133 | HDPE Pipe PE 100 (IS 4984/1995), 8kg, 75mm Outer Dia. | 123 | metre | 01-08- 2026 | 01-01- 2060 | 2026-07-31
1027 | MATERIAL | OTHERMATERIALS | MR10134 | HDPE Pipe PE 100 (IS 4984/1995), 8kg, 90mm Outer Dia. | 174 | metre | 01-08- 2026 | 01-01- 2060 | 2026-07-31
1028 | MATERIAL | OTHERMATERIALS | MR10135 | HDPE Pipe PE 100 (IS 4984/1995), 8kg, 110mm Outer Dia. | 260 | metre | 01-08- 2026 | 01-01- 2060 | 2026-07-31
1029 | MATERIAL | OTHERMATERIALS | MR10136 | HDPE Pipe PE 100 (IS 4984/1995), 8kg, 125mm Outer Dia. | 336 | metre | 01-08- 2026 | 01-01- 2060 | 2026-07-31
1030 | MATERIAL | OTHERMATERIALS | MR10137 | HDPE Pipe PE 100 (IS 4984/1995), 8kg, 140mm Outer Dia. | 422 | metre | 01-08- 2026 | 01-01- 2060 | 2026-07-31
1031 | MATERIAL | OTHERMATERIALS | MR10138 | HDPE Pipe PE 100 (IS 4984/1995), 8kg, 160mm Outer Dia. | 551 | metre | 01-08- 2026 | 01-01- 2060 | 2026-07-31
1032 | MATERIAL | OTHERMATERIALS | MR10139 | HDPE Pipe PE 100 (IS 4984/1995), 8kg, 180mm Outer Dia. | 691 | metre | 01-08- 2026 | 01-01- 2060 | 2026-07-31
1033 | MATERIAL | OTHERMATERIALS | MR10140 | HDPE Pipe PE 100 (IS 4984/1995), 8kg, 200mm Outer Dia. | 854 | metre | 01-08- 2026 | 01-01- 2060 | 2026-07-31
1034 | MATERIAL | OTHERMATERIALS | MR10141 | HDPE Pipe PE 100 (IS 4984/1995), 8kg, 225mm Outer Dia. | 1084 | metre | 01-08- 2026 | 01-01- 2060 | 2026-07-31
1035 | MATERIAL | OTHERMATERIALS | MR10142 | HDPE Pipe PE 100 (IS 4984/1995), 8kg, 250mm Outer Dia. | 1338 | metre | 01-08- 2026 | 01-01- 2060 | 2026-07-31
1036 | MATERIAL | OTHERMATERIALS | MR10143 | HDPE Pipe PE 100 (IS 4984/1995), 8kg, 280mm Outer Dia. | 1672 | metre | 01-08- 2026 | 01-01- 2060 | 2026-07-31
1037 | MATERIAL | OTHERMATERIALS | MR10144 | HDPE Pipe PE 100 (IS 4984/1995), 8kg, 315mm Outer Dia. | 2118 | metre | 01-08- 2026 | 01-01- 2060 | 2026-07-31
1038 | MATERIAL | OTHERMATERIALS | MR10145 | HDPE Pipe PE 100 (IS 4984/1995), 8kg, 355mm Outer Dia. | 3076 | metre | 01-08- 2026 | 01-01- 2060 | 2026-07-31
1039 | MATERIAL | OTHERMATERIALS | MR10146 | HDPE Pipe PE 100 (IS 4984/1995), 8kg, 400mm Outer Dia. | 3914 | metre | 01-08- 2026 | 01-01- 2060 | 2026-07-31
1040 | MATERIAL | OTHERMATERIALS | MR10147 | HDPE Pipe PE 100 (IS 4984/1995), 8kg, 450mm Outer Dia. | 4944 | metre | 01-08- 2026 | 01-01- 2060 | 2026-07-31
1041 | MATERIAL | OTHERMATERIALS | MR10148 | HDPE Pipe PE 100 (IS 4984/1995), 8kg, 500mm Outer Dia. | 6113 | metre | 01-08- 2026 | 01-01- 2060 | 2026-07-31
1042 | MATERIAL | OTHERMATERIALS | MR10149 | HDPE Pipe PE 100 (IS 4984/1995), 8kg, 560mm Outer Dia. | 7653 | metre | 01-08- 2026 | 01-01- 2060 | 2026-07-31
1043 | MATERIAL | OTHERMATERIALS | MR10150 | HDPE Pipe PE 100 (IS 4984/1995), 8kg, 630mm Outer Dia. | 9677 | metre | 01-08- 2026 | 01-01- 2060 | 2026-07-31
1044 | MATERIAL | OTHERMATERIALS | MR10151 | HDPE Pipe PE 100 (IS 4984/1995), 10kg, 50mm Outer Dia. | 66 | metre | 01-08- 2026 | 01-01- 2060 | 2026-07-31
1045 | MATERIAL | OTHERMATERIALS | MR10152 | HDPE Pipe PE 100 (IS 4984/1995), 10kg, 63mm Outer Dia. | 106 | metre | 01-08- 2026 | 01-01- 2060 | 2026-07-31
1046 | MATERIAL | OTHERMATERIALS | MR10153 | HDPE Pipe PE 100 (IS 4984/1995), 10kg, 75mm Outer Dia. | 150 | metre | 01-08- 2026 | 01-01- 2060 | 2026-07-31
1047 | MATERIAL | OTHERMATERIALS | MR10154 | HDPE Pipe PE 100 (IS 4984/1995), 10kg, 90mm Outer Dia. | 215 | metre | 01-08- 2026 | 01-01- 2060 | 2026-07-31
1048 | MATERIAL | OTHERMATERIALS | MR10155 | HDPE Pipe PE 100 (IS 4984/1995), 10kg, 110mm Outer Dia. | 319 | metre | 01-08- 2026 | 01-01- 2060 | 2026-07-31
1049 | MATERIAL | OTHERMATERIALS | MR10156 | HDPE Pipe PE 100 (IS 4984/1995), 10kg, 125mm Outer Dia. | 411 | metre | 01-08- 2026 | 01-01- 2060 | 2026-07-31
1050 | MATERIAL | OTHERMATERIALS | MR10157 | HDPE Pipe PE 100 (IS 4984/1995), 10kg, 140mm Outer Dia. | 514 | metre | 01-08- 2026 | 01-01- 2060 | 2026-07-31
1051 | MATERIAL | OTHERMATERIALS | MR10158 | HDPE Pipe PE 100 (IS 4984/1995), 10kg, 160mm Outer Dia. | 672 | metre | 01-08- 2026 | 01-01- 2060 | 2026-07-31
1052 | MATERIAL | OTHERMATERIALS | MR10159 | HDPE Pipe PE 100 (IS 4984/1995), 10kg, 180mm Outer Dia. | 853 | metre | 01-08- 2026 | 01-01- 2060 | 2026-07-31
1053 | MATERIAL | OTHERMATERIALS | MR10160 | HDPE Pipe PE 100 (IS 4984/1995), 10kg, 200mm Outer Dia. | 1052 | metre | 01-08- 2026 | 01-01- 2060 | 2026-07-31
1054 | MATERIAL | OTHERMATERIALS | MR10161 | HDPE Pipe PE 100 (IS 4984/1995), 10kg, 225mm Outer Dia. | 1328 | metre | 01-08- 2026 | 01-01- 2060 | 2026-07-31
1055 | MATERIAL | OTHERMATERIALS | MR10162 | HDPE Pipe PE 100 (IS 4984/1995), 10kg, 250mm Outer Dia. | 1636 | metre | 01-08- 2026 | 01-01- 2060 | 2026-07-31
1056 | MATERIAL | OTHERMATERIALS | MR10163 | HDPE Pipe PE 100 (IS 4984/1995), 10kg, 280mm Outer Dia. | 2051 | metre | 01-08- 2026 | 01-01- 2060 | 2026-07-31
1057 | MATERIAL | OTHERMATERIALS | MR10164 | HDPE Pipe PE 100 (IS 4984/1995), 10kg, 315mm Outer Dia. | 2599 | metre | 01-08- 2026 | 01-01- 2060 | 2026-07-31
1058 | MATERIAL | OTHERMATERIALS | MR10165 | HDPE Pipe PE 100 (IS 4984/1995), 10kg, 355mm Outer Dia. | 3775 | metre | 01-08- 2026 | 01-01- 2060 | 2026-07-31
1059 | MATERIAL | OTHERMATERIALS | MR10166 | HDPE Pipe PE 100 (IS 4984/1995), 10kg, 400mm Outer Dia. | 4810 | metre | 01-08- 2026 | 01-01- 2060 | 2026-07-31
1060 | MATERIAL | OTHERMATERIALS | MR10167 | HDPE Pipe PE 100 (IS 4984/1995), 10kg, 450mm Outer Dia. | 6067 | metre | 01-08- 2026 | 01-01- 2060 | 2026-07-31
1061 | MATERIAL | OTHERMATERIALS | MR10168 | HDPE Pipe PE 100 (IS 4984/1995), 10kg, 500mm Outer Dia. | 7496 | metre | 01-08- 2026 | 01-01- 2060 | 2026-07-31
1062 | MATERIAL | OTHERMATERIALS | MR10169 | HDPE Pipe PE 100 (IS 4984/1995), 10kg, 560mm Outer Dia. | 9394 | metre | 01-08- 2026 | 01-01- 2060 | 2026-07-31
1063 | MATERIAL | OTHERMATERIALS | MR10170 | HDPE Pipe PE 100 (IS 4984/1995), 10kg, 630mm Outer Dia. | 11898 | metre | 01-08- 2026 | 01-01- 2060 | 2026-07-31
1064 | MATERIAL | OTHERMATERIALS | MR10171 | HDPE Pipe PE 100 (IS 4984/1995), 12.5kg, 50mm Outer Dia. | 80 | metre | 01-08- 2026 | 01-01- 2060 | 2026-07-31
1065 | MATERIAL | OTHERMATERIALS | MR10172 | HDPE Pipe PE 100 (IS 4984/1995), 12.5kg, 63mm Outer Dia. | 127 | metre | 01-08- 2026 | 01-01- 2060 | 2026-07-31
1066 | MATERIAL | OTHERMATERIALS | MR10173 | HDPE Pipe PE 100 (IS 4984/1995), 12.5kg, 75mm Outer Dia. | 180 | metre | 01-08- 2026 | 01-01- 2060 | 2026-07-31
1067 | MATERIAL | OTHERMATERIALS | MR10174 | HDPE Pipe PE 100 (IS 4984/1995), 12.5kg, 90mm Outer Dia. | 258 | metre | 01-08- 2026 | 01-01- 2060 | 2026-07-31
1068 | MATERIAL | OTHERMATERIALS | MR10175 | HDPE Pipe PE 100 (IS 4984/1995), 12.5kg, 110mm Outer Dia. | 383 | metre | 01-08- 2026 | 01-01- 2060 | 2026-07-31
1069 | MATERIAL | OTHERMATERIALS | MR10176 | HDPE Pipe PE 100 (IS 4984/1995), 12.5kg, 125mm Outer Dia. | 497 | metre | 01-08- 2026 | 01-01- 2060 | 2026-07-31
1070 | MATERIAL | OTHERMATERIALS | MR10177 | HDPE Pipe PE 100 (IS 4984/1995), 12.5kg, 140mm Outer Dia. | 624 | metre | 01-08- 2026 | 01-01- 2060 | 2026-07-31
1071 | MATERIAL | OTHERMATERIALS | MR10178 | HDPE Pipe PE 100 (IS 4984/1995), 12.5kg, 160mm Outer Dia. | 814 | metre | 01-08- 2026 | 01-01- 2060 | 2026-07-31
1072 | MATERIAL | OTHERMATERIALS | MR10179 | HDPE Pipe PE 100 (IS 4984/1995), 12.5kg, 180mm Outer Dia. | 1029 | metre | 01-08- 2026 | 01-01- 2060 | 2026-07-31
1073 | MATERIAL | OTHERMATERIALS | MR10180 | HDPE Pipe PE 100 (IS 4984/1995), 12.5kg, 200mm Outer Dia. | 1270 | metre | 01-08- 2026 | 01-01- 2060 | 2026-07-31
1074 | MATERIAL | OTHERMATERIALS | MR10181 | HDPE Pipe PE 100 (IS 4984/1995), 12.5kg, 225mm Outer Dia. | 1607 | metre | 01-08- 2026 | 01-01- 2060 | 2026-07-31
1075 | MATERIAL | OTHERMATERIALS | MR10182 | HDPE Pipe PE 100 (IS 4984/1995), 12.5kg, 250mm Outer Dia. | 1984 | metre | 01-08- 2026 | 01-01- 2060 | 2026-07-31
1076 | MATERIAL | OTHERMATERIALS | MR10183 | HDPE Pipe PE 100 (IS 4984/1995), 12.5kg, 280mm Outer Dia. | 2487 | metre | 01-08- 2026 | 01-01- 2060 | 2026-07-31
1077 | MATERIAL | OTHERMATERIALS | MR10184 | HDPE Pipe PE 100 (IS 4984/1995), 12.5kg, 315mm Outer Dia. | 3147 | metre | 01-08- 2026 | 01-01- 2060 | 2026-07-31
1078 | MATERIAL | OTHERMATERIALS | MR10185 | HDPE Pipe PE 100 (IS 4984/1995), 12.5kg, 355mm Outer Dia. | 4577 | metre | 01-08- 2026 | 01-01- 2060 | 2026-07-31
1079 | MATERIAL | OTHERMATERIALS | MR10186 | HDPE Pipe PE 100 (IS 4984/1995), 12.5kg, 400mm Outer Dia. | 5810 | metre | 01-08- 2026 | 01-01- 2060 | 2026-07-31
1080 | MATERIAL | OTHERMATERIALS | MR10187 | HDPE Pipe PE 100 (IS 4984/1995), 12.5kg, 450mm Outer Dia. | 7349 | metre | 01-08- 2026 | 01-01- 2060 | 2026-07-31
1081 | MATERIAL | OTHERMATERIALS | MR10188 | HDPE Pipe PE 100 (IS 4984/1995), 12.5kg, 500mm Outer Dia. | 9085 | metre | 01-08- 2026 | 01-01- 2060 | 2026-07-31
1082 | MATERIAL | OTHERMATERIALS | MR10189 | HDPE Pipe PE 100 (IS 4984/1995), 12.5kg, 560mm Outer Dia. | 11379 | metre | 01-08- 2026 | 01-01- 2060 | 2026-07-31
1083 | MATERIAL | OTHERMATERIALS | MR10190 | HDPE Pipe PE 100 (IS 4984/1995), 12.5kg, 160mm Outer Dia. | 14404 | metre | 01-08- 2026 | 01-01- 2060 | 2026-07-31
1084 | MATERIAL | OTHERMATERIALS | MR10191 | HDPE Pipe PE 100 (IS 4984/1995), 16kg, 50mm Outer Dia. | 95 | metre | 01-08- 2026 | 01-01- 2060 | 2026-07-31
1085 | MATERIAL | OTHERMATERIALS | MR10192 | HDPE Pipe PE 100 (IS 4984/1995), 16kg, 63mm Outer Dia. | 150 | metre | 01-08- 2026 | 01-01- 2060 | 2026-07-31
1086 | MATERIAL | OTHERMATERIALS | MR10193 | HDPE Pipe PE 100 (IS 4984/1995), 16kg, 75mm Outer Dia. | 215 | metre | 01-08- 2026 | 01-01- 2060 | 2026-07-31
1087 | MATERIAL | OTHERMATERIALS | MR10194 | HDPE Pipe PE 100 (IS 4984/1995), 16kg, 90mm Outer Dia. | 306 | metre | 01-08- 2026 | 01-01- 2060 | 2026-07-31
1088 | MATERIAL | OTHERMATERIALS | MR10195 | HDPE Pipe PE 100 (IS 4984/1995), 16kg, 110mm Outer Dia. | 461 | metre | 01-08- 2026 | 01-01- 2060 | 2026-07-31
1089 | MATERIAL | OTHERMATERIALS | MR10196 | HDPE Pipe PE 100 (IS 4984/1995), 16kg, 125mm Outer Dia. | 591 | metre | 01-08- 2026 | 01-01- 2060 | 2026-07-31
1090 | MATERIAL | OTHERMATERIALS | MR10197 | HDPE Pipe PE 100 (IS 4984/1995), 16kg, 140mm Outer Dia. | 743 | metre | 01-08- 2026 | 01-01- 2060 | 2026-07-31
1091 | MATERIAL | OTHERMATERIALS | MR10198 | HDPE Pipe PE 100 (IS 4984/1995), 16kg, 160mm Outer Dia. | 969 | metre | 01-08- 2026 | 01-01- 2060 | 2026-07-31
1092 | MATERIAL | OTHERMATERIALS | MR10199 | HDPE Pipe PE 100 (IS 4984/1995), 16kg, 180mm Outer Dia. | 1224 | metre | 01-08- 2026 | 01-01- 2060 | 2026-07-31
1093 | MATERIAL | OTHERMATERIALS | MR10200 | HDPE Pipe PE 100 (IS 4984/1995), 16kg, 200mm Outer Dia. | 1517 | metre | 01-08- 2026 | 01-01- 2060 | 2026-07-31
1094 | MATERIAL | OTHERMATERIALS | MR10201 | HDPE Pipe PE 100 (IS 4984/1995), 16kg, 225mm Outer Dia. | 1912 | metre | 01-08- 2026 | 01-01- 2060 | 2026-07-31
1095 | MATERIAL | OTHERMATERIALS | MR10202 | HDPE Pipe PE 100 (IS 4984/1995), 16kg, 250mm Outer Dia. | 2362 | metre | 01-08- 2026 | 01-01- 2060 | 2026-07-31
1096 | MATERIAL | OTHERMATERIALS | MR10203 | HDPE Pipe PE 100 (IS 4984/1995), 16kg, 280mm Outer Dia. | 2970 | metre | 01-08- 2026 | 01-01- 2060 | 2026-07-31
1097 | MATERIAL | OTHERMATERIALS | MR10204 | HDPE Pipe PE 100 (IS 4984/1995), 16kg, 315mm Outer Dia. | 3745 | metre | 01-08- 2026 | 01-01- 2060 | 2026-07-31
1098 | MATERIAL | OTHERMATERIALS | MR10205 | HDPE Pipe PE 100 (IS 4984/1995), 16kg, 355mm Outer Dia. | 5470 | metre | 01-08- 2026 | 01-01- 2060 | 2026-07-31
1099 | MATERIAL | OTHERMATERIALS | MR10206 | HDPE Pipe PE 100 (IS 4984/1995), 16kg, 400mm Outer Dia. | 6941 | metre | 01-08- 2026 | 01-01- 2060 | 2026-07-31
1100 | MATERIAL | OTHERMATERIALS | MR10207 | HDPE Pipe PE 100 (IS 4984/1995), 16kg, 450mm Outer Dia. | 8771 | metre | 01-08- 2026 | 01-01- 2060 | 2026-07-31
1101 | MATERIAL | OTHERMATERIALS | MR10208 | HDPE Pipe PE 100 (IS 4984/1995), 16kg, 500mm Outer Dia. | 10838 | metre | 01-08- 2026 | 01-01- 2060 | 2026-07-31
1102 | MATERIAL | OTHERMATERIALS | MR10209 | PVC Pipe, 6kg/cm2, 40mm Dia. | 26 | metre | 01-08- 2026 | 01-01- 2060 | 2026-07-31
1103 | MATERIAL | OTHERMATERIALS | MR10210 | PVC Pipe, 6kg/cm2, 50mm Dia. | 39 | metre | 01-08- 2026 | 01-01- 2060 | 2026-07-31
1104 | MATERIAL | OTHERMATERIALS | MR10211 | PVC Pipe, 6kg/cm2, 63mm Dia. | 64 | metre | 01-08- 2026 | 01-01- 2060 | 2026-07-31
1105 | MATERIAL | OTHERMATERIALS | MR10212 | PVC Pipe, 6kg/cm2, 75mm Dia. | 90 | metre | 01-08- 2026 | 01-01- 2060 | 2026-07-31
1106 | MATERIAL | OTHERMATERIALS | MR10213 | PVC Pipe, 6kg/cm2, 90mm Dia. | 128 | metre | 01-08- 2026 | 01-01- 2060 | 2026-07-31
1107 | MATERIAL | OTHERMATERIALS | MR10214 | PVC Pipe, 6kg/cm2, 110mm Dia. | 180 | metre | 01-08- 2026 | 01-01- 2060 | 2026-07-31
1108 | MATERIAL | OTHERMATERIALS | MR10215 | PVC Pipe, 6kg/cm2, 140mm Dia. | 281 | metre | 01-08- 2026 | 01-01- 2060 | 2026-07-31
1109 | MATERIAL | OTHERMATERIALS | MR10216 | PVC Pipe, 6kg/cm2, 160mm Dia. | 387 | metre | 01-08- 2026 | 01-01- 2060 | 2026-07-31
1110 | MATERIAL | OTHERMATERIALS | MR10217 | PVC Pipe, 6kg/cm2, 200mm Dia. | 586 | metre | 01-08- 2026 | 01-01- 2060 | 2026-07-31
1111 | MATERIAL | OTHERMATERIALS | MR10218 | PVC Pipe, 8kg/cm2, 32mm Dia. | 22 | metre | 01-08- 2026 | 01-01- 2060 | 2026-07-31
1112 | MATERIAL | OTHERMATERIALS | MR10219 | PVC Pipe, 8kg/cm2, 40mm Dia. | 32 | metre | 01-08- 2026 | 01-01- 2060 | 2026-07-31
1113 | MATERIAL | OTHERMATERIALS | MR10220 | PVC Pipe, 8kg/cm2, 50mm Dia. | 48 | metre | 01-08- 2026 | 01-01- 2060 | 2026-07-31
1114 | MATERIAL | OTHERMATERIALS | MR10221 | PVC Pipe, 8kg/cm2, 63mm Dia. | 79 | metre | 01-08- 2026 | 01-01- 2060 | 2026-07-31
1115 | MATERIAL | OTHERMATERIALS | MR10222 | PVC Pipe, 8kg/cm2, 75mm Dia. | 112 | metre | 01-08- 2026 | 01-01- 2060 | 2026-07-31
1116 | MATERIAL | OTHERMATERIALS | MR10223 | PVC Pipe, 8kg/cm2, 90mm Dia. | 159 | metre | 01-08- | 01-01- | 2026-07-31
[7 empty] | 2026 | 2060
1117 | MATERIAL | OTHERMATERIALS | MR10224 | PVC Pipe, 8kg/cm2, 110mm Dia. | 244 | metre | 01-08- 2026 | 01-01- 2060 | 2026-07-31
1118 | MATERIAL | OTHERMATERIALS | MR10225 | PVC Pipe, 8kg/cm2, 140mm Dia. | 398 | metre | 01-08- 2026 | 01-01- 2060 | 2026-07-31
1119 | MATERIAL | OTHERMATERIALS | MR10226 | PVC Pipe, 8kg/cm2, 160mm Dia. | 515 | metre | 01-08- 2026 | 01-01- 2060 | 2026-07-31
1120 | MATERIAL | OTHERMATERIALS | MR10227 | PVC Pipe, 8kg/cm2, 200mm Dia. | 813 | metre | 01-08- 2026 | 01-01- 2060 | 2026-07-31
1121 | MATERIAL | OTHERMATERIALS | MR10228 | PVC Pipe, 8kg/cm2, 180mm Dia. | 654 | metre | 01-08- 2026 | 01-01- 2060 | 2026-07-31
1122 | MATERIAL | OTHERMATERIALS | MR10229 | PVC Pipe, 10kg/cm2, 20mm Dia. | 10 | metre | 01-08- 2026 | 01-01- 2060 | 2026-07-31
1123 | MATERIAL | OTHERMATERIALS | MR10230 | PVC Pipe, 10kg/cm2, 25mm Dia. | 16 | metre | 01-08- 2026 | 01-01- 2060 | 2026-07-31
1124 | MATERIAL | OTHERMATERIALS | MR10231 | PVC Pipe, 10kg/cm2, 32mm Dia. | 25 | metre | 01-08- 2026 | 01-01- 2060 | 2026-07-31
1125 | MATERIAL | OTHERMATERIALS | MR10232 | PVC Pipe, 10kg/cm2, 40mm Dia. | 38 | metre | 01-08- 2026 | 01-01- 2060 | 2026-07-31
1126 | MATERIAL | OTHERMATERIALS | MR10233 | PVC Pipe, 10kg/cm2, 50mm Dia. | 62 | metre | 01-08- 2026 | 01-01- 2060 | 2026-07-31
1127 | MATERIAL | OTHERMATERIALS | MR10234 | PVC Pipe, 10kg/cm2, 63mm Dia. | 97 | metre | 01-08- 2026 | 01-01- 2060 | 2026-07-31
1128 | MATERIAL | OTHERMATERIALS | MR10235 | PVC Pipe, 10kg/cm2, 75mm Dia. | 140 | metre | 01-08- 2026 | 01-01- 2060 | 2026-07-31
1129 | MATERIAL | OTHERMATERIALS | MR10236 | PVC Pipe, 10kg/cm2, 90mm Dia. | 195 | metre | 01-08- 2026 | 01-01- 2060 | 2026-07-31
1130 | MATERIAL | OTHERMATERIALS | MR10237 | PVC Pipe, 10kg/cm2, 110mm Dia. | 292 | metre | 01-08- 2026 | 01-01- 2060 | 2026-07-31
1131 | MATERIAL | OTHERMATERIALS | MR10238 | PVC Pipe, 10kg/cm2, 140mm Dia. | 480 | metre | 01-08- 2026 | 01-01- 2060 | 2026-07-31
1132 | MATERIAL | OTHERMATERIALS | MR10239 | PVC Pipe, 10kg/cm2, 160mm Dia. | 617 | metre | 01-08- 2026 | 01-01- 2060 | 2026-07-31
1133 | MATERIAL | OTHERMATERIALS | MR10240 | PVC Pipe, 10kg/cm2, 200mm Dia. | 957 | metre | 01-08- 2026 | 01-01- 2060 | 2026-07-31
1134 | MATERIAL | OTHERMATERIALS | MR10428 | CI Non Return Valve, Conforming to IS 5312 Part I - 1984, PN 1.6, Size 80mm. | 5912 | each | 01-08- 2026 | 01-01- 2060 | 2026-07-31
1135 | MATERIAL | OTHERMATERIALS | MR10429 | CI Non Return Valve, Conforming to IS 5312 Part I - 1984, PN 1.6, Size 100mm. | 7680 | each | 01-08- 2026 | 01-01- 2060 | 2026-07-31
1136 | MATERIAL | OTHERMATERIALS | MR10430 | CI Non Return Valve, Conforming to IS 5312 Part I - 1984, PN 1.6, Size 125mm. | 9643 | each | 01-08- 2026 | 01-01- 2060 | 2026-07-31
1137 | MATERIAL | OTHERMATERIALS | MR10431 | CI Non Return Valve, Conforming to IS 5312 Part I - 1984, PN 1.0, Size 150mm. | 11388 | each | 01-08- 2026 | 01-01- 2060 | 2026-07-31
1138 | MATERIAL | OTHERMATERIALS | MR10432 | CI Non Return Valve, Conforming to IS 5312 Part I - 1984, PN 1.0, Size 200mm. | 19623 | each | 01-08- 2026 | 01-01- 2060 | 2026-07-31
1139 | MATERIAL | OTHERMATERIALS | MR10433 | CI Non Return Valve, Conforming to IS 5312 Part I - 1984, PN 1.0, Size 250mm. | 32086 | each | 01-08- 2026 | 01-01- 2060 | 2026-07-31
1140 | MATERIAL | OTHERMATERIALS | MR10434 | CI Non Return Valve, Conforming to IS 5312 Part I - 1984, PN 1.0, Size 300mm. | 47973 | each | 01-08- 2026 | 01-01- 2060 | 2026-07-31
1141 | MATERIAL | OTHERMATERIALS | MR10435 | CI Air Valve, Conforming to IS 14848 - 2000, Kinetic Air Valve Type DK, Size 50mm. | 4688 | each | 01-08- 2026 | 01-01- 2060 | 2026-07-31
1142 | MATERIAL | OTHERMATERIALS | MR10436 | CI Air Valve, Conforming to IS 14848 - 2000, Kinetic Air Valve | 6035 | each | 01-08- 2026 | 01-01- 2060 | 2026-07-31
Type DK, Size 80mm.
1143 | MATERIAL | OTHERMATERIALS | MR10437 | CI Air Valve, Conforming to IS 14848 - 2000, Kinetic Air Valve Type DK, Size 100mm. | 8438 | each | 01-08- 2026 | 01-01- 2060 | 2026-07-31
1144 | MATERIAL | OTHERMATERIALS | MR10438 | CI Air Valve, Conforming to IS 14848 - 2000, Kinetic Air Valve Type DK, Size 150mm. | 17969 | each | 01-08- 2026 | 01-01- 2060 | 2026-07-31
1145 | MATERIAL | OTHERMATERIALS | MR10439 | CI Air Valve, Conforming to IS 14848 - 2000, Single Orifice, Small Orifice Type S1, Size 15mm. | 1250 | each | 01-08- 2026 | 01-01- 2060 | 2026-07-31
1146 | MATERIAL | OTHERMATERIALS | MR10440 | CI Air Valve, Conforming to IS 14848 - 2000, Single Orifice, Small Orifice Type S1, Size 25mm. | 1813 | each | 01-08- 2026 | 01-01- 2060 | 2026-07-31
1147 | MATERIAL | OTHERMATERIALS | MR10441 | CI Air Valve, Conforming to IS 14848 - 2000, Single Orifice, Small Orifice Type S1, Size 40mm. | 2116 | each | 01-08- 2026 | 01-01- 2060 | 2026-07-31
1148 | MATERIAL | OTHERMATERIALS | MR10442 | CI Air Valve, Conforming to IS 14848 - 2000, Single Orifice, Large Orifice Type S2, Size 20mm. | 1445 | each | 01-08- 2026 | 01-01- 2060 | 2026-07-31
1149 | MATERIAL | OTHERMATERIALS | MR10443 | CI Air Valve, Conforming to IS 14848 - 2000, Single Orifice, Large Orifice Type S2, Size 45mm. | 1997 | each | 01-08- 2026 | 01-01- 2060 | 2026-07-31
1150 | MATERIAL | OTHERMATERIALS | MR10444 | CI Air Valve, Conforming to IS 14848 - 2000, Single Orifice, Large Orifice Type S2, Size 50mm. | 2350 | each | 01-08- 2026 | 01-01- 2060 | 2026-07-31
1151 | MATERIAL | OTHERMATERIALS | MR10445 | CI Air Valve, Conforming to IS 14848 - 2000, Double Orifice Type DS2, Size 40mm. | 3750 | each | 01-08- 2026 | 01-01- 2060 | 2026-07-31
1152 | MATERIAL | OTHERMATERIALS | MR10446 | CI Air Valve, Conforming to IS 14848 - 2000, Double Orifice Type DS2, Size 50mm. | 4219 | each | 01-08- 2026 | 01-01- 2060 | 2026-07-31
1153 | MATERIAL | OTHERMATERIALS | MR10447 | CI Air Valve, Conforming to IS 14848 - 2000, Double Orifice Type DS2, Size 200mm. | 28438 | each | 01-08- 2026 | 01-01- 2060 | 2026-07-31
1154 | MATERIAL | OTHERMATERIALS | MR10448 | CI Air Valve with Flanges, Conforming to IS 14845 - 2000, Kinetic Air Valve Type DS1, Size 40mm. | 4063 | each | 01-08- 2026 | 01-01- 2060 | 2026-07-31
1155 | MATERIAL | OTHERMATERIALS | MR10449 | CI Air Valve with Flanges, Conforming to IS 14845 - 2000, Kinetic Air Valve Type DS1, Size 50mm. | 4610 | each | 01-08- 2026 | 01-01- 2060 | 2026-07-31
1156 | MATERIAL | OTHERMATERIALS | MR10450 | CI Air Valve with Flanges, Conforming to IS 14845 - 2000, Kinetic Air Valve Type DS1, Size 80mm. | 6485 | each | 01-08- 2026 | 01-01- 2060 | 2026-07-31
1157 | MATERIAL | OTHERMATERIALS | MR10451 | CI Air Valve with Flanges, Conforming to IS 14845 - 2000, Kinetic Air Valve Type DS1, Size 100mm. | 9219 | each | 01-08- 2026 | 01-01- 2060 | 2026-07-31
1158 | MATERIAL | OTHERMATERIALS | MR10452 | CI Air Valve with Flanges, Conforming to IS 14845 - 2000, Kinetic Air Valve Type DS1, Size 150mm. | 14688 | each | 01-08- 2026 | 01-01- 2060 | 2026-07-31
1159 | MATERIAL | OTHERMATERIALS | MR10453 | CI Air Valve with Flanges, Conforming to IS 14845 - 2000, Kinetic Air Valve Type DS1, Size 200mm. | 29531 | each | 01-08- 2026 | 01-01- 2060 | 2026-07-31
1160 | MATERIAL | OTHERMATERIALS | MR10454 | CI Air Valve with Flanges, Conforming to IS 14845 - 2000, Kinetic Air Valve Type DS2, Size 80mm. | 5313 | each | 01-08- 2026 | 01-01- 2060 | 2026-07-31
1161 | MATERIAL | OTHERMATERIALS | MR10455 | CI Air Valve with Flanges, Conforming to IS 14845 - 2000, | 8438 | each | 01-08- 2026 | 01-01- 2060 | 2026-07-31
Kinetic Air Valve Type DS2, Size 100mm.
1162 | MATERIAL | OTHERMATERIALS | MR10456 | CI Air Valve with Flanges, Conforming to IS 14845 - 2000, Kinetic Air Valve Type DS2, Size 150mm. | 13438 | each | 01-08- 2026 | 01-01- 2060 | 2026-07-31
1163 | MATERIAL | OTHERMATERIALS | MR10457 | CI Double Flanged Sluice Valve Conforming to IS 14846 - 2000, Sluice Valve with Cap PN 1.6, Size 80mm. | 4280 | each | 01-08- 2026 | 01-01- 2060 | 2026-07-31
1164 | MATERIAL | OTHERMATERIALS | MR10458 | CI Double Flanged Sluice Valve Conforming to IS 14846 - 2000, Sluice Valve with Cap PN 1.6, Size 100mm. | 5760 | each | 01-08- 2026 | 01-01- 2060 | 2026-07-31
1165 | MATERIAL | OTHERMATERIALS | MR10459 | CI Double Flanged Sluice Valve Conforming to IS 14846 - 2000, Sluice Valve with Cap PN 1.6, Size 125mm. | 7250 | each | 01-08- 2026 | 01-01- 2060 | 2026-07-31
1166 | MATERIAL | OTHERMATERIALS | MR10460 | CI Double Flanged Sluice Valve Conforming to IS 14846 - 2000, Sluice Valve with Cap PN 1.6, Size 150mm. | 8700 | each | 01-08- 2026 | 01-01- 2060 | 2026-07-31
1167 | MATERIAL | OTHERMATERIALS | MR10461 | CI Double Flanged Sluice Valve Conforming to IS 14846 - 2000, Sluice Valve with Cap PN 1.6, Size 200mm. | 14560 | each | 01-08- 2026 | 01-01- 2060 | 2026-07-31
1168 | MATERIAL | OTHERMATERIALS | MR10462 | CI Double Flanged Sluice Valve Conforming to IS 14846 - 2000, Sluice Valve with Cap PN 1.6, Size 250mm. | 22800 | each | 01-08- 2026 | 01-01- 2060 | 2026-07-31
1169 | MATERIAL | OTHERMATERIALS | MR10463 | CI Double Flanged Sluice Valve Conforming to IS 14846 - 2000, Sluice Valve with Cap PN 1.6, Size 300mm. | 28100 | each | 01-08- 2026 | 01-01- 2060 | 2026-07-31
1170 | MATERIAL | OTHERMATERIALS | MR10464 | CI Double Flanged Sluice Valve Conforming to IS 14846 - 2000, Sluice Valve with Cap PN 1.6, Size 350mm. | 58700 | each | 01-08- 2026 | 01-01- 2060 | 2026-07-31
1171 | MATERIAL | OTHERMATERIALS | MR10465 | CI Double Flanged Sluice Valve Conforming to IS 14846 - 2000, Sluice Valve with Cap PN 1.6, Size 400mm. | 78650 | each | 01-08- 2026 | 01-01- 2060 | 2026-07-31
1172 | MATERIAL | OTHERMATERIALS | MR10466 | CI Double Flanged Sluice Valve Conforming to IS 14846 - 2000, Sluice Valve with Cap PN 1.6, Size 450mm. | 106700 | each | 01-08- 2026 | 01-01- 2060 | 2026-07-31
1173 | MATERIAL | OTHERMATERIALS | MR10467 | CI Double Flanged Sluice Valve Conforming to IS 14846 - 2000, Sluice Valve with Cap PN 1.6, Size 500mm. | 143279 | each | 01-08- 2026 | 01-01- 2060 | 2026-07-31
1174 | MATERIAL | OTHERMATERIALS | MR10468 | CI Double Flanged Sluice Valve Conforming to IS 14846 - 2000, Sluice Valve with Cap PN 1.6, Size 600mm. | 185750 | each | 01-08- 2026 | 01-01- 2060 | 2026-07-31
1175 | MATERIAL | OTHERMATERIALS | MR10469 | CI Double Flanged Sluice Valve Conforming to IS 14846 - 2000, Sluice Valve with Cap PN 1.0, Size 80mm. | 4120 | each | 01-08- 2026 | 01-01- 2060 | 2026-07-31
1176 | MATERIAL | OTHERMATERIALS | MR10470 | CI Double Flanged Sluice Valve Conforming to IS 14846 - 2000, Sluice Valve with Cap PN 1.0, Size 100mm. | 5640 | each | 01-08- 2026 | 01-01- 2060 | 2026-07-31
1177 | MATERIAL | OTHERMATERIALS | MR10471 | CI Double Flanged Sluice Valve Conforming to IS 14846 - 2000, Sluice Valve with Cap PN 1.0, Size | 7120 | each | 01-08- 2026 | 01-01- 2060 | 2026-07-31
125mm.
1178 | MATERIAL | OTHERMATERIALS | MR10472 | CI Double Flanged Sluice Valve Conforming to IS 14846 - 2000, Sluice Valve with Cap PN 1.0, Size 150mm. | 8590 | each | 01-08- 2026 | 01-01- 2060 | 2026-07-31
1179 | MATERIAL | OTHERMATERIALS | MR10473 | CI Double Flanged Sluice Valve Conforming to IS 14846 - 2000, Sluice Valve with Cap PN 1.0, Size 200mm. | 14470 | each | 01-08- 2026 | 01-01- 2060 | 2026-07-31
1180 | MATERIAL | OTHERMATERIALS | MR10474 | CI Double Flanged Sluice Valve Conforming to IS 14846 - 2000, Sluice Valve with Cap PN 1.0, Size 250mm. | 22000 | each | 01-08- 2026 | 01-01- 2060 | 2026-07-31
1181 | MATERIAL | OTHERMATERIALS | MR10475 | CI Double Flanged Sluice Valve Conforming to IS 14846 - 2000, Sluice Valve with Cap PN 1.0, Size 300mm. | 27900 | each | 01-08- 2026 | 01-01- 2060 | 2026-07-31
1182 | MATERIAL | OTHERMATERIALS | MR10476 | CI Double Flanged Sluice Valve Conforming to IS 14846 - 2000, Sluice Valve with Cap PN 1.0, Size 350mm. | 36000 | each | 01-08- 2026 | 01-01- 2060 | 2026-07-31
1183 | MATERIAL | OTHERMATERIALS | MR10477 | CI Double Flanged Sluice Valve Conforming to IS 14846 - 2000, Sluice Valve with Cap PN 1.0, Size 400mm. | 48000 | each | 01-08- 2026 | 01-01- 2060 | 2026-07-31
1184 | MATERIAL | OTHERMATERIALS | MR10478 | CI Double Flanged Sluice Valve Conforming to IS 14846 - 2000, Sluice Valve with Cap PN 1.0, Size 450mm. | 65500 | each | 01-08- 2026 | 01-01- 2060 | 2026-07-31
1185 | MATERIAL | OTHERMATERIALS | MR10479 | CI Double Flanged Sluice Valve Conforming to IS 14846 - 2000, Sluice Valve with Cap PN 1.0, Size 500mm. | 90000 | each | 01-08- 2026 | 01-01- 2060 | 2026-07-31
1186 | MATERIAL | OTHERMATERIALS | MR10480 | CI Double Flanged Sluice Valve Conforming to IS 14846 - 2000, Sluice Valve with Cap PN 1.0, Size 600mm. | 118000 | each | 01-08- 2026 | 01-01- 2060 | 2026-07-31
1187 | MATERIAL | OTHERMATERIALS | MR10481 | CI Double Flanged Sluice Valve Conforming to IS 14846 - 2000, Sluice Valve with Hand Wheel PN 1.6, Size 80mm. | 4390 | each | 01-08- 2026 | 01-01- 2060 | 2026-07-31
1188 | MATERIAL | OTHERMATERIALS | MR10482 | CI Double Flanged Sluice Valve Conforming to IS 14846 - 2000, Sluice Valve with Hand Wheel PN 1.6, Size 100mm. | 5910 | each | 01-08- 2026 | 01-01- 2060 | 2026-07-31
1189 | MATERIAL | OTHERMATERIALS | MR10483 | CI Double Flanged Sluice Valve Conforming to IS 14846 - 2000, Sluice Valve with Hand Wheel PN 1.6, Size 125mm. | 7390 | each | 01-08- 2026 | 01-01- 2060 | 2026-07-31
1190 | MATERIAL | OTHERMATERIALS | MR10484 | CI Double Flanged Sluice Valve Conforming to IS 14846 - 2000, Sluice Valve with Hand Wheel PN 1.6, Size 150mm. | 8900 | each | 01-08- 2026 | 01-01- 2060 | 2026-07-31
1191 | MATERIAL | OTHERMATERIALS | MR10485 | CI Double Flanged Sluice Valve Conforming to IS 14846 - 2000, Sluice Valve with Hand Wheel PN 1.6, Size 200mm. | 14890 | each | 01-08- 2026 | 01-01- 2060 | 2026-07-31
1192 | MATERIAL | OTHERMATERIALS | MR10486 | CI Double Flanged Sluice Valve Conforming to IS 14846 - 2000, Sluice Valve with Hand Wheel PN 1.6, Size 250mm. | 23150 | each | 01-08- 2026 | 01-01- 2060 | 2026-07-31
1193 | MATERIAL | OTHERMATERIALS | MR10487 | CI Double Flanged Sluice Valve Conforming to IS 14846 - 2000, Sluice Valve with Hand Wheel PN 1.6, Size 300mm. | 29000 | each | 01-08- 2026 | 01-01- 2060 | 2026-07-31
1194 | MATERIAL | OTHERMATERIALS | MR10488 | CI Double Flanged Sluice Valve Conforming to IS 14846 - 2000, Sluice Valve with Hand Wheel PN 1.6, Size 350mm. | 59500 | each | 01-08- 2026 | 01-01- 2060 | 2026-07-31
1195 | MATERIAL | OTHERMATERIALS | MR10489 | CI Double Flanged Sluice Valve Conforming to IS 14846 - 2000, Sluice Valve with Hand Wheel PN 1.6, Size 400mm. | 79700 | each | 01-08- 2026 | 01-01- 2060 | 2026-07-31
1196 | MATERIAL | OTHERMATERIALS | MR10490 | CI Double Flanged Sluice Valve Conforming to IS 14846 - 2000, Sluice Valve with Hand Wheel PN 1.6, Size 450mm. | 107100 | each | 01-08- 2026 | 01-01- 2060 | 2026-07-31
1197 | MATERIAL | OTHERMATERIALS | MR10491 | CI Double Flanged Sluice Valve Conforming to IS 14846 - 2000, Sluice Valve with Hand Wheel PN 1.6, Size 500mm. | 145600 | each | 01-08- 2026 | 01-01- 2060 | 2026-07-31
1198 | MATERIAL | OTHERMATERIALS | MR10492 | CI Double Flanged Sluice Valve Conforming to IS 14846 - 2000, Sluice Valve with Hand Wheel PN 1.6, Size 600mm. | 188650 | each | 01-08- 2026 | 01-01- 2060 | 2026-07-31
1199 | MATERIAL | OTHERMATERIALS | MR10493 | CI Double Flanged Sluice Valve Conforming to IS 14846 - 2000, Sluice Valve with Hand Wheel PN 1.0, Size 80mm. | 4230 | each | 01-08- 2026 | 01-01- 2060 | 2026-07-31
1200 | MATERIAL | OTHERMATERIALS | MR10494 | CI Double Flanged Sluice Valve Conforming to IS 14846 - 2000, Sluice Valve with Hand Wheel PN 1.0, Size 100mm. | 5790 | each | 01-08- 2026 | 01-01- 2060 | 2026-07-31
1201 | MATERIAL | OTHERMATERIALS | MR10495 | CI Double Flanged Sluice Valve Conforming to IS 14846 - 2000, Sluice Valve with Hand Wheel PN 1.0, Size 125mm. | 7310 | each | 01-08- 2026 | 01-01- 2060 | 2026-07-31
1202 | MATERIAL | OTHERMATERIALS | MR10496 | CI Double Flanged Sluice Valve Conforming to IS 14846 - 2000, Sluice Valve with Hand Wheel PN 1.0, Size 150mm. | 8790 | each | 01-08- 2026 | 01-01- 2060 | 2026-07-31
1203 | MATERIAL | OTHERMATERIALS | MR10497 | CI Double Flanged Sluice Valve Conforming to IS 14846 - 2000, Sluice Valve with Hand Wheel PN 1.0, Size 200mm. | 14600 | each | 01-08- 2026 | 01-01- 2060 | 2026-07-31
1204 | MATERIAL | OTHERMATERIALS | MR10498 | CI Double Flanged Sluice Valve Conforming to IS 14846 - 2000, Sluice Valve with Hand Wheel PN 1.0, Size 200mm. | 22900 | each | 01-08- 2026 | 01-01- 2060 | 2026-07-31
1205 | MATERIAL | OTHERMATERIALS | MR10499 | CI Double Flanged Sluice Valve Conforming to IS 14846 - 2000, Sluice Valve with Hand Wheel PN 1.0, Size 300mm. | 28300 | each | 01-08- 2026 | 01-01- 2060 | 2026-07-31
1206 | MATERIAL | OTHERMATERIALS | MR10500 | CI Double Flanged Sluice Valve Conforming to IS 14846 - 2000, Sluice Valve with Hand Wheel PN 1.0, Size 350mm. | 58700 | each | 01-08- 2026 | 01-01- 2060 | 2026-07-31
1207 | MATERIAL | OTHERMATERIALS | MR10501 | CI Double Flanged Sluice Valve Conforming to IS 14846 - 2000, Sluice Valve with Hand Wheel PN 1.0, Size 400mm. | 79010 | each | 01-08- 2026 | 01-01- 2060 | 2026-07-31
1208 | MATERIAL | OTHERMATERIALS | MR10502 | CI Double Flanged Sluice Valve Conforming to IS 14846 - 2000, Sluice Valve with Hand Wheel PN 1.0, Size 450mm. | 104083 | each | 01-08- 2026 | 01-01- 2060 | 2026-07-31
1209 | MATERIAL | OTHERMATERIALS | MR10503 | CI Double Flanged Sluice Valve Conforming to IS 14846 - 2000, Sluice Valve with Hand Wheel PN 1.0, Size 500mm. | 129806 | each | 01-08- 2026 | 01-01- 2060 | 2026-07-31
1210 | MATERIAL | OTHERMATERIALS | MR10504 | CI Double Flanged Sluice Valve | 183052 | each | 01-08- | 01-01- | 2026-07-31
|  |  |  | Conforming to IS 14846 - 2000, Sluice Valve with Hand Wheel PN 1.0, Size 600mm. |  |  | 2026 | 2060
1211 | MATERIAL | OTHERMATERIALS | MR10505 | CI Plain End Valve Conforming to IS 14846 - 2000, Sluice Valve with Cap PN 1.6, Size 80mm. | 5472 | each | 01-08- 2026 | 01-01- 2060 | 2026-07-31
1212 | MATERIAL | OTHERMATERIALS | MR10506 | CI Plain End Valve Conforming to IS 14846 - 2000, Sluice Valve with Cap PN 1.6, Size 100mm. | 7300 | each | 01-08- 2026 | 01-01- 2060 | 2026-07-31
1213 | MATERIAL | OTHERMATERIALS | MR10507 | CI Plain End Valve Conforming to IS 14846 - 2000, Sluice Valve with Cap PN 1.6, Size 125mm. | 9000 | each | 01-08- 2026 | 01-01- 2060 | 2026-07-31
1214 | MATERIAL | OTHERMATERIALS | MR10508 | CI Plain End Valve Conforming to IS 14846 - 2000, Sluice Valve with Cap PN 1.6, Size 150mm. | 10800 | each | 01-08- 2026 | 01-01- 2060 | 2026-07-31
1215 | MATERIAL | OTHERMATERIALS | MR10509 | CI Plain End Valve Conforming to IS 14846 - 2000, Sluice Valve with Cap PN 1.6, Size 200mm. | 19900 | each | 01-08- 2026 | 01-01- 2060 | 2026-07-31
1216 | MATERIAL | OTHERMATERIALS | MR10510 | CI Plain End Valve Conforming to IS 14846 - 2000, Sluice Valve with Cap PN 1.6, Size 250mm. | 29300 | each | 01-08- 2026 | 01-01- 2060 | 2026-07-31
1217 | MATERIAL | OTHERMATERIALS | MR10511 | CI Plain End Valve Conforming to IS 14846 - 2000, Sluice Valve with Cap PN 1.6, Size 300mm. | 38900 | each | 01-08- 2026 | 01-01- 2060 | 2026-07-31
1218 | MATERIAL | OTHERMATERIALS | MR10512 | CI Plain End Valve Conforming to IS 14846 - 2000, Sluice Valve with Cap PN 1.0, Size 80mm. | 5472 | each | 01-08- 2026 | 01-01- 2060 | 2026-07-31
1219 | MATERIAL | OTHERMATERIALS | MR10513 | CI Plain End Valve Conforming to IS 14846 - 2000, Sluice Valve with Cap PN 1.0, Size 100mm. | 7300 | each | 01-08- 2026 | 01-01- 2060 | 2026-07-31
1220 | MATERIAL | OTHERMATERIALS | MR10514 | CI Plain End Valve Conforming to IS 14846 - 2000, Sluice Valve with Cap PN 1.0, Size 125mm. | 9000 | each | 01-08- 2026 | 01-01- 2060 | 2026-07-31
1221 | MATERIAL | OTHERMATERIALS | MR10515 | CI Plain End Valve Conforming to IS 14846 - 2000, Sluice Valve with Cap PN 1.0, Size 150mm. | 10800 | each | 01-08- 2026 | 01-01- 2060 | 2026-07-31
1222 | MATERIAL | OTHERMATERIALS | MR10516 | CI Plain End Valve Conforming to IS 14846 - 2000, Sluice Valve with Cap PN 1.0, Size 200mm. | 19900 | each | 01-08- 2026 | 01-01- 2060 | 2026-07-31
1223 | MATERIAL | OTHERMATERIALS | MR10517 | CI Plain End Valve Conforming to IS 14846 - 2000, Sluice Valve with Cap PN 1.0, Size 250mm. | 29300 | each | 01-08- 2026 | 01-01- 2060 | 2026-07-31
1224 | MATERIAL | OTHERMATERIALS | MR10518 | CI Plain End Valve Conforming to IS 14846 - 2000, Sluice Valve with Cap PN 1.0, Size 300mm. | 38900 | each | 01-08- 2026 | 01-01- 2060 | 2026-07-31
1225 | MATERIAL | OTHERMATERIALS | MR10519 | Deduct cost of scrap | 17 | kg | 01-08- 2026 | 01-01- 2060 | 2026-07-31
1226 | HIRE |  | MR10520 | Hire charges of Electronic Total Station. | 811 | Day | 01-08- 2026 | 01-01- 2060 | 2026-07-31
1227 | HIRE |  | MR10521 | Hire charges of Computer with CAD Software. | 349 | Day | 01-08- 2026 | 01-01- 2060 | 2026-07-31
1228 | HIRE |  | MR10522 | Hire charges of vehicle with driver for ETS survey. | 1191 | Day | 01-08- 2026 | 01-01- 2060 | 2026-07-31
1229 | MATERIAL | OTHERMATERIALS | MR10523 | LS Rate for WTP | 1 | L.S | 01-08- 2026 | 01-01- 2060 | 2026-07-31
1230 | HIRE |  | MR11001 | Hire Charges of Casurania pole ( 25% of cost as hire ) | 5 | metre | 01-08- 2026 | 01-01- 2060 | 2026-07-31
1231 | LABOUR |  | MR11002 | Add extra for the rate of Earth Work Excavation to account for the Difficulty of excavation and the idling of the labour / machinery | 134 | cum | 01-08- 2026 | 01-01- 2060 | 2026-07-31
1232 | LABOUR |  | MR11003 | Add extra for the rate of Laying 80 mm AC pipe to acccount for the | 37 | metre | 01-08- 2026 | 01-01- 2060 | 2026-07-31
difficulty of laying in small lengths when compared to full length of pipes
1233 | MATERIAL | OTHERMATERIALS | MR11004 | Cold bitumen - aggregate pot-hole repair mix. | 20 | kg | 01-08- 2026 | 01-01- 2060 | 2026-07-31
1234 | MATERIAL | OTHERMATERIALS | MR11005 | Water Meter, Indian Standard, Class B, Multijet, 15mm ( ½? ) | 875 | no | 01-08- 2026 | 01-01- 2060 | 2026-07-31
1235 | MATERIAL | OTHERMATERIALS | MR11006 | Water Meter, Indian Standard, Class B, Multijet, 20mm ( ¾? ) | 1228 | no | 01-08- 2026 | 01-01- 2060 | 2026-07-31
1236 | MATERIAL | OTHERMATERIALS | MR11007 | Service Saddle, uPVC, 6kg/cm2, 50mm x ½?, including the cost of EPDM/SBR gasket. | 54 | no | 01-08- 2026 | 01-01- 2060 | 2026-07-31
1237 | MATERIAL | OTHERMATERIALS | MR11008 | Service Saddle, uPVC, 6kg/cm2, 50mm x ¾?, including the cost of EPDM/SBR gasket. | 54 | no | 01-08- 2026 | 01-01- 2060 | 2026-07-31
1238 | MATERIAL | OTHERMATERIALS | MR11009 | Service Saddle, uPVC, 6kg/cm2, 63mm x ½?, including the cost of EPDM/SBR gasket. | 66 | no | 01-08- 2026 | 01-01- 2060 | 2026-07-31
1239 | MATERIAL | OTHERMATERIALS | MR11010 | Service Saddle, uPVC, 6kg/cm2, 63mm x ¾?, including the cost of EPDM/SBR gasket. | 66 | no | 01-08- 2026 | 01-01- 2060 | 2026-07-31
1240 | MATERIAL | OTHERMATERIALS | MR11011 | Service Saddle, uPVC, 6kg/cm2, 75mm x ½?, including the cost of EPDM/SBR gasket. | 107 | no | 01-08- 2026 | 01-01- 2060 | 2026-07-31
1241 | MATERIAL | OTHERMATERIALS | MR11012 | Service Saddle, uPVC, 6kg/cm2, 75mm x ¾?, including the cost of EPDM/SBR gasket. | 107 | no | 01-08- 2026 | 01-01- 2060 | 2026-07-31
1242 | MATERIAL | OTHERMATERIALS | MR11013 | Service Saddle, uPVC, 6kg/cm2, 90mm x ½?, including the cost of EPDM/SBR gasket. | 117 | no | 01-08- 2026 | 01-01- 2060 | 2026-07-31
1243 | MATERIAL | OTHERMATERIALS | MR11014 | Service Saddle, uPVC, 6kg/cm2, 90mm x ¾?, including the cost of EPDM/SBR gasket. | 117 | no | 01-08- 2026 | 01-01- 2060 | 2026-07-31
1244 | MATERIAL | OTHERMATERIALS | MR11015 | Service Saddle, uPVC, 6kg/cm2, 110mm x ½?, including the cost of EPDM/SBR gasket. | 135 | no | 01-08- 2026 | 01-01- 2060 | 2026-07-31
1245 | MATERIAL | OTHERMATERIALS | MR11016 | Service Saddle, uPVC, 6kg/cm2, 110mm x ¾?, including the cost of EPDM/SBR gasket. | 135 | no | 01-08- 2026 | 01-01- 2060 | 2026-07-31
1246 | MATERIAL | OTHERMATERIALS | MR11017 | Average cost of Service Saddle, uPVC, 6kg/cm2, 50mm to 100mm x ½? to ¾?, including the cost of EPDM/SBR gasket. | 96 | no | 01-08- 2026 | 01-01- 2060 | 2026-07-31
1247 | MATERIAL | OTHERMATERIALS | MR11018 | Service Saddle, uPVC, 6kg/cm2, 140mm x ½?, including the cost of EPDM/SBR gasket. | 151 | no | 01-08- 2026 | 01-01- 2060 | 2026-07-31
1248 | MATERIAL | OTHERMATERIALS | MR11019 | Service Saddle, uPVC, 6kg/cm2, 140mm x ¾?, including the cost of EPDM/SBR gasket. | 151 | no | 01-08- 2026 | 01-01- 2060 | 2026-07-31
1249 | MATERIAL | OTHERMATERIALS | MR11020 | Service Saddle, uPVC, 6kg/cm2, 160mm x ½?, including the cost of EPDM/SBR gasket. | 178 | no | 01-08- 2026 | 01-01- 2060 | 2026-07-31
1250 | MATERIAL | OTHERMATERIALS | MR11021 | Service Saddle, uPVC, 6kg/cm2, 160mm x ¾?, including the cost of EPDM/SBR gasket. | 178 | no | 01-08- 2026 | 01-01- 2060 | 2026-07-31
1251 | MATERIAL | OTHERMATERIALS | MR11022 | Service Saddle, uPVC, 6kg/cm2, 200mm x ½?, including the cost of EPDM/SBR gasket. | 197 | no | 01-08- 2026 | 01-01- 2060 | 2026-07-31
1252 | MATERIAL | OTHERMATERIALS | MR11023 | Service Saddle, uPVC, 6kg/cm2, 200mm x ¾?, including the cost of EPDM/SBR gasket. | 197 | no | 01-08- 2026 | 01-01- 2060 | 2026-07-31
1253 | MATERIAL | OTHERMATERIALS | MR11024 | Average cost of Service Saddle, uPVC, 6kg/cm2, 140mm to 200mm | 175 | no | 01-08- 2026 | 01-01- 2060 | 2026-07-31
x ½? to ¾?, incuding the cost of EPDM/SBR gasket.
1254 | MATERIAL | OTHERMATERIALS | MR11025 | Service Saddle, GI, 50mm x ½?, including the cost of nuts and bolts. | 161 | no | 01-08- 2026 | 01-01- 2060 | 2026-07-31
1255 | MATERIAL | OTHERMATERIALS | MR11026 | Service Saddle, GI, 50mm x ¾?, including the cost of nuts and bolts. | 161 | no | 01-08- 2026 | 01-01- 2060 | 2026-07-31
1256 | MATERIAL | OTHERMATERIALS | MR11027 | Service Saddle, GI, 65mm x ½?, including the cost of nuts and bolts. | 177 | no | 01-08- 2026 | 01-01- 2060 | 2026-07-31
1257 | MATERIAL | OTHERMATERIALS | MR11028 | Service Saddle, GI, 65mm x ¾?, including the cost of nuts and bolts. | 177 | no | 01-08- 2026 | 01-01- 2060 | 2026-07-31
1258 | MATERIAL | OTHERMATERIALS | MR11029 | Service Saddle, GI, 80mm x ½?, including the cost of nuts and bolts. | 193 | no | 01-08- 2026 | 01-01- 2060 | 2026-07-31
1259 | MATERIAL | OTHERMATERIALS | MR11030 | Service Saddle, GI, 80mm x ¾?, including the cost of nuts and bolts. | 193 | no | 01-08- 2026 | 01-01- 2060 | 2026-07-31
1260 | MATERIAL | OTHERMATERIALS | MR11031 | Service Saddle, GI, 100mm x ½?, including the cost of nuts and bolts. | 209 | no | 01-08- 2026 | 01-01- 2060 | 2026-07-31
1261 | MATERIAL | OTHERMATERIALS | MR11032 | Service Saddle, GI, 100mm x ¾?, including the cost of nuts and bolts. | 209 | no | 01-08- 2026 | 01-01- 2060 | 2026-07-31
1262 | MATERIAL | OTHERMATERIALS | MR11033 | Service Saddle, GI, 125mm x ½?, including the cost of nuts and bolts. | 225 | no | 01-08- 2026 | 01-01- 2060 | 2026-07-31
1263 | MATERIAL | OTHERMATERIALS | MR11034 | Service Saddle, GI, 125mm x ¾?, including the cost of nuts and bolts. | 225 | no | 01-08- 2026 | 01-01- 2060 | 2026-07-31
1264 | MATERIAL | OTHERMATERIALS | MR11035 | Average cost of Service Saddle, GI, 50mm to 125mm x ½? to ¾?, including the cost of nuts and bolts. | 193 | no | 01-08- 2026 | 01-01- 2060 | 2026-07-31
1265 | MATERIAL | OTHERMATERIALS | MR11036 | Service Saddle, GI, 150mm x ½?, including the cost of nuts and bolts. | 246 | no | 01-08- 2026 | 01-01- 2060 | 2026-07-31
1266 | MATERIAL | OTHERMATERIALS | MR11037 | Service Saddle, GI, 150mm x ¾?, including the cost of nuts and bolts. | 246 | no | 01-08- 2026 | 01-01- 2060 | 2026-07-31
1267 | MATERIAL | OTHERMATERIALS | MR11038 | Service Saddle, GI, 175mm x ½?, including the cost of nuts and bolts. | 257 | no | 01-08- 2026 | 01-01- 2060 | 2026-07-31
1268 | MATERIAL | OTHERMATERIALS | MR11039 | Service Saddle, GI, 175mm x ¾?, including the cost of nuts and bolts. | 257 | no | 01-08- 2026 | 01-01- 2060 | 2026-07-31
1269 | MATERIAL | OTHERMATERIALS | MR11040 | Service Saddle, GI, 200mm x ½?, including the cost of nuts and bolts. | 300 | no | 01-08- 2026 | 01-01- 2060 | 2026-07-31
1270 | MATERIAL | OTHERMATERIALS | MR11041 | Service Saddle, GI, 200mm x ¾?, including the cost of nuts and bolts. | 300 | no | 01-08- 2026 | 01-01- 2060 | 2026-07-31
1271 | MATERIAL | OTHERMATERIALS | MR11042 | Average cost of Service Saddle, GI, 150mm to 200mm x ½? to ¾?, incuding the cost of nuts and bolts. | 268 | no | 01-08- 2026 | 01-01- 2060 | 2026-07-31
1272 | MATERIAL | OTHERMATERIALS | MR11043 | Gate Valve with Wheel, GM, Indian Standard, Class 2, 15mm (½? ) | 317 | no | 01-08- 2026 | 01-01- 2060 | 2026-07-31
1273 | MATERIAL | OTHERMATERIALS | MR11044 | Air Valve, GM, Indian Standard, Class 2, 15mm ( ½? ) | 550 | no | 01-08- 2026 | 01-01- 2060 | 2026-07-31
1274 | MATERIAL | OTHERMATERIALS | MR11045 | Air Valve, GM, Indian Standard, Class 2, 20mm ( ¾? ) | 720 | no | 01-08- 2026 | 01-01- 2060 | 2026-07-31
1275 | MATERIAL | OTHERMATERIALS | MR11046 | Check Valve, GM, Indian Standard, Class 2, 15mm ( ½? ) | 254 | no | 01-08- 2026 | 01-01- 2060 | 2026-07-31
1276 | MATERIAL | OTHERMATERIALS | MR11047 | Check Valve, GM, Indian Standard, Class 2, 20mm ( ¾? ) | 381 | no | 01-08- 2026 | 01-01- 2060 | 2026-07-31
1277 | MATERIAL | OTHERMATERIALS | MR11048 | Air Valve, uPVC, 12.5 kg/cm2, 20mm ( ½? ) | 216 | no | 01-08- 2026 | 01-01- 2060 | 2026-07-31
1278 | MATERIAL | OTHERMATERIALS | MR11049 | Air Valve, uPVC, 12.5 kg/cm2, 25mm ( ¾? ) | 309 | no | 01-08- 2026 | 01-01- 2060 | 2026-07-31
1279 | MATERIAL | OTHERMATERIALS | MR11050 | Ferrule, Brass, Indian Standard, 15mm ( ½? ) | 127 | no | 01-08- 2026 | 01-01- 2060 | 2026-07-31
1280 | MATERIAL | OTHERMATERIALS | MR11051 | Ferrule, Brass, Indian Standard, 20mm ( ¾? ) | 212 | no | 01-08- 2026 | 01-01- 2060 | 2026-07-31
1281 | MATERIAL | OTHERMATERIALS | MR11052 | Male Threaded Adaptor, Brass | 60 | no | 01-08- | 01-01- | 2026-07-31
|  |  |  | Threaded, uPVC, 12.5kg/cm2, 20mm x ½?. |  |  | 2026 | 2060
1282 | MATERIAL | OTHERMATERIALS | MR11053 | Male Threaded Adaptor, Brass Threaded, uPVC, 12.5kg/cm2, 25mm x ¾?. | 103 | no | 01-08- 2026 | 01-01- 2060 | 2026-07-31
1283 | MATERIAL | OTHERMATERIALS | MR11054 | Female Threaded Adaptor, Brass Threaded, uPVC, 12.5kg/cm2, 20mm x ½?. | 28 | no | 01-08- 2026 | 01-01- 2060 | 2026-07-31
1284 | MATERIAL | OTHERMATERIALS | MR11055 | Female Threaded Adaptor, Brass Threaded, uPVC, 12.5kg/cm2, 25mm x ¾?. | 41 | no | 01-08- 2026 | 01-01- 2060 | 2026-07-31
1285 | MATERIAL | OTHERMATERIALS | MR11056 | Reducer Female Threaded Adaptor, Brass Threaded, uPVC, 12.5kg/cm2, 25mm to ½?. | 41 | no | 01-08- 2026 | 01-01- 2060 | 2026-07-31
1286 | MATERIAL | OTHERMATERIALS | MR11057 | Tee, Brass Threaded, uPVC, 12.5kg/cm2, 20mm x ½?. | 35 | no | 01-08- 2026 | 01-01- 2060 | 2026-07-31
1287 | MATERIAL | OTHERMATERIALS | MR11058 | Tee, Brass Threaded, uPVC, 12.5kg/cm2, 25mm x ¾?. | 51 | no | 01-08- 2026 | 01-01- 2060 | 2026-07-31
1288 | MATERIAL | OTHERMATERIALS | MR11059 | Reducer Tee, Brass Threaded, uPVC, 12.5kg/cm2, 25mm x ½?. | 51 | no | 01-08- 2026 | 01-01- 2060 | 2026-07-31
1289 | MATERIAL | OTHERMATERIALS | MR11060 | Tee, Branch Side Threaded, uPVC, 12.5kg/cm2, 20mm x ½?. | 7 | no | 01-08- 2026 | 01-01- 2060 | 2026-07-31
1290 | MATERIAL | OTHERMATERIALS | MR11061 | Tee, Branch Side Threaded, uPVC, 12.5kg/cm2, 25mm x ¾?. | 14 | no | 01-08- 2026 | 01-01- 2060 | 2026-07-31
1291 | MATERIAL | OTHERMATERIALS | MR11062 | Reducer Tee, Branch Side Threaded, uPVC, 12.5kg/cm2, 25mm x ½?. | 11 | no | 01-08- 2026 | 01-01- 2060 | 2026-07-31
1292 | MATERIAL | OTHERMATERIALS | MR11063 | Elbow, uPVC, Indian Standard, Class 6, 20mm. | 10 | no | 01-08- 2026 | 01-01- 2060 | 2026-07-31
1293 | MATERIAL | OTHERMATERIALS | MR11064 | Elbow, uPVC, Indian Standard, Class 6, 25mm. | 16 | no | 01-08- 2026 | 01-01- 2060 | 2026-07-31
1294 | MATERIAL | OTHERMATERIALS | MR11065 | Coupler, uPVC, Indian Standard, Class 6, 20mm. | 9 | no | 01-08- 2026 | 01-01- 2060 | 2026-07-31
1295 | MATERIAL | OTHERMATERIALS | MR11066 | Coupler, uPVC, Indian Standard, Class 6, 25mm. | 13 | no | 01-08- 2026 | 01-01- 2060 | 2026-07-31
1296 | MATERIAL | OTHERMATERIALS | MR11067 | Ball Valve, uPVC, 12.5kg/cm2, 20mm ( ½? ). | 51 | no | 01-08- 2026 | 01-01- 2060 | 2026-07-31
1297 | MATERIAL | OTHERMATERIALS | MR11068 | Ball Valve, uPVC, 12.5kg/cm2, 25mm ( ¾? ). | 74 | no | 01-08- 2026 | 01-01- 2060 | 2026-07-31
1298 | MATERIAL | OTHERMATERIALS | MR11069 | End Cap, uPVC, Indian Standard, Class 6, 20mm. | 6 | no | 01-08- 2026 | 01-01- 2060 | 2026-07-31
1299 | MATERIAL | OTHERMATERIALS | MR11070 | End Cap, uPVC, Indian Standard, Class 6, 25mm. | 9 | no | 01-08- 2026 | 01-01- 2060 | 2026-07-31
1300 | MATERIAL | OTHERMATERIALS | MR11071 | uPVC Pipe, IS 4985: 2000 , 12.5kg/cm2, 20mm dia. | 12 | metre | 01-08- 2026 | 01-01- 2060 | 2026-07-31
1301 | MATERIAL | OTHERMATERIALS | MR11072 | uPVC Pipe, IS 4985: 2000 , 12.5kg/cm2, 25mm dia. | 18 | metre | 01-08- 2026 | 01-01- 2060 | 2026-07-31
1302 | MATERIAL | OTHERMATERIALS | MR11073 | PE Pipe, PE80, PN16, Conforming to IS 4984: 2016 or later edition, 20mm ( ½? ). | 18 | metre | 01-08- 2026 | 01-01- 2060 | 2026-07-31
1303 | MATERIAL | OTHERMATERIALS | MR11074 | PE Pipe, PE80, PN16, Conforming to IS 4984: 2016 or later edition, 25mm ( ¾?). | 28 | metre | 01-08- 2026 | 01-01- 2060 | 2026-07-31
1304 | MATERIAL | OTHERMATERIALS | MR11075 | Compression Coupler, PP, PN16, ½? (20mm). | 60 | no | 01-08- 2026 | 01-01- 2060 | 2026-07-31
1305 | MATERIAL | OTHERMATERIALS | MR11076 | Compression Coupler, PP, PN16, ¾? (25mm). | 90 | no | 01-08- 2026 | 01-01- 2060 | 2026-07-31
1306 | MATERIAL | OTHERMATERIALS | MR11077 | Compression Elbow / Bend, PP, PN16, ½? (20mm). | 59 | no | 01-08- 2026 | 01-01- 2060 | 2026-07-31
1307 | MATERIAL | OTHERMATERIALS | MR11078 | Compression Elbow / Bend, PP, PN16, ¾? (25mm). | 76 | no | 01-08- 2026 | 01-01- 2060 | 2026-07-31
1308 | MATERIAL | OTHERMATERIALS | MR11079 | Compression MTA, PP, PN16, ½? (20mm). | 65 | no | 01-08- 2026 | 01-01- 2060 | 2026-07-31
1309 | MATERIAL | OTHERMATERIALS | MR11080 | Compression MTA, PP, PN16, ¾? (25mm). | 115 | no | 01-08- 2026 | 01-01- 2060 | 2026-07-31
1310 | MATERIAL | OTHERMATERIALS | MR11081 | Compression FTA, PP, PN16, ½? (20mm). | 65 | no | 01-08- 2026 | 01-01- 2060 | 2026-07-31
1311 | MATERIAL | OTHERMATERIALS | MR11082 | Compression FTA, PP, PN16, ¾? (25mm). | 115 | no | 01-08- 2026 | 01-01- 2060 | 2026-07-31
1312 | MATERIAL | OTHERMATERIALS | MR11083 | Compression MTA, SS Threaded, PP, PN16, ½? (20mm). | 97 | no | 01-08- 2026 | 01-01- 2060 | 2026-07-31
1313 | MATERIAL | OTHERMATERIALS | MR11084 | Compression MTA, SS Threaded, PP, PN16, ¾? (25mm). | 127 | no | 01-08- 2026 | 01-01- 2060 | 2026-07-31
1314 | MATERIAL | OTHERMATERIALS | MR11085 | Compression FTA, SS Threaded, PP, PN16, ½? (20mm). | 106 | no | 01-08- 2026 | 01-01- 2060 | 2026-07-31
1315 | MATERIAL | OTHERMATERIALS | MR11086 | Compression FTA, SS Threaded, PP, PN16, ¾? (25mm). | 135 | no | 01-08- 2026 | 01-01- 2060 | 2026-07-31
1316 | MATERIAL | OTHERMATERIALS | MR11087 | Compression MTA Elbow / Bend, SS Threaded, PP, PN16, ½? (20mm). | 130 | no | 01-08- 2026 | 01-01- 2060 | 2026-07-31
1317 | MATERIAL | OTHERMATERIALS | MR11088 | Compression MTA Elbow / Bend, SS Threaded, PP, PN16, ¾? (25mm). | 250 | no | 01-08- 2026 | 01-01- 2060 | 2026-07-31
1318 | MATERIAL | OTHERMATERIALS | MR11089 | Compression FTA Elbow / Bend, SS Threaded, PP, PN16, ½? (20mm). | 110 | no | 01-08- 2026 | 01-01- 2060 | 2026-07-31
1319 | MATERIAL | OTHERMATERIALS | MR11090 | Compression FTA Elbow / Bend, SS Threaded, PP, PN16, ¾? (25mm). | 135 | no | 01-08- 2026 | 01-01- 2060 | 2026-07-31
1320 | MATERIAL | OTHERMATERIALS | MR11091 | Ball Valve, uPVC, Compression - Female Threaded, ½? (20mm). | 110 | no | 01-08- 2026 | 01-01- 2060 | 2026-07-31
1321 | MATERIAL | OTHERMATERIALS | MR11092 | Ball Valve, uPVC, Compression - Female Threaded, ¾? (25mm). | 135 | no | 01-08- 2026 | 01-01- 2060 | 2026-07-31
1322 | MATERIAL | OTHERMATERIALS | MR11093 | Compression Tee, PP, PN16, ½? (20mm). | 120 | no | 01-08- 2026 | 01-01- 2060 | 2026-07-31
1323 | MATERIAL | OTHERMATERIALS | MR11094 | Compression Tee, PP, PN16, ¾? (25mm). | 150 | no | 01-08- 2026 | 01-01- 2060 | 2026-07-31
1324 | MATERIAL | OTHERMATERIALS | MR11095 | Compression Tee MTA, PP, PN16, ½? (20mm). | 120 | no | 01-08- 2026 | 01-01- 2060 | 2026-07-31
1325 | MATERIAL | OTHERMATERIALS | MR11096 | Compression Tee MTA, PP, PN16, ¾? (25mm). | 150 | no | 01-08- 2026 | 01-01- 2060 | 2026-07-31
1326 | MATERIAL | OTHERMATERIALS | MR11097 | Compression End Cap, PP, PN 16, ½? (20mm). | 160 | no | 01-08- 2026 | 01-01- 2060 | 2026-07-31
1327 | MATERIAL | OTHERMATERIALS | MR11098 | Compression End Cap, PP, PN 16, ¾? (25mm). | 280 | no | 01-08- 2026 | 01-01- 2060 | 2026-07-31
1328 | MATERIAL | OTHERMATERIALS | MR11099 | Hexagonal Nipple, Brass, ½? (15mm). | 76 | no | 01-08- 2026 | 01-01- 2060 | 2026-07-31
1329 | MATERIAL | OTHERMATERIALS | MR11100 | Hexagonal Nipple, Brass, ¾? (20mm). | 84 | no | 01-08- 2026 | 01-01- 2060 | 2026-07-31
1330 | MATERIAL | OTHERMATERIALS | MR11101 | Threaded Coupling, Brass, ½? (15mm). | 84 | no | 01-08- 2026 | 01-01- 2060 | 2026-07-31
1331 | MATERIAL | OTHERMATERIALS | MR11102 | Threaded Coupling, Brass, ¾? (20mm). | 101 | no | 01-08- 2026 | 01-01- 2060 | 2026-07-31
1332 | MATERIAL | OTHERMATERIALS | MR11103 | Reducing Threaded Coupling, Brass, ¾? x ½? (20mm x 15mm). | 93 | no | 01-08- 2026 | 01-01- 2060 | 2026-07-31
1333 | MATERIAL | OTHERMATERIALS | MR11104 | Female Threaded Adaptor, uPVC, 12.5kg/cm2, 20mm x ½?. | 7 | no | 01-08- 2026 | 01-01- 2060 | 2026-07-31
1334 | MATERIAL | OTHERMATERIALS | MR11105 | Reducer Female Threaded Adaptor, uPVC, 12.5kg/cm2, 25mm to ½?. | 8 | no | 01-08- 2026 | 01-01- 2060 | 2026-07-31
1335 | MATERIAL | OTHERMATERIALS | MR11106 | Male Threaded Adaptor, uPVC, 12.5kg/cm2, 20mm x ½?. | 5 | no | 01-08- 2026 | 01-01- 2060 | 2026-07-31
1336 | MATERIAL | OTHERMATERIALS | MR11107 | Male Threaded Adaptor, uPVC, 12.5kg/cm2, 25mm x ¾?. | 6 | no | 01-08- 2026 | 01-01- 2060 | 2026-07-31
1337 | MATERIAL | OTHERMATERIALS | MR11108 | Anthracite with Minimum 90% Carbon Content | 55000 | cum | 01-08- 2026 | 01-01- 2060 | 2026-07-31
1338 | MATERIAL | OTHERMATERIALS | MR11109 | 110 mm OD Class 500 PVC-O Pipe, PN 12.5 conforming to IS 16647:2017 suitable for laying with PVC O fittings or metal fittings compatible with PVC O pipes | 790 | metre | 01-08- 2026 | 01-01- 2060 | 2026-07-31
1339 | MATERIAL | OTHERMATERIALS | MR11110 | 160 mm OD Class 500 PVC-O Pipe, PN 12.5 conforming to IS 16647:2017 suitable for laying with PVC O fittings or metal fittings compatible with PVC O pipes | 1290 | metre | 01-08- 2026 | 01-01- 2060 | 2026-07-31
1340 | MATERIAL | OTHERMATERIALS | MR11111 | 200 mm OD Class 500 PVC-O Pipe, PN 12.5 conforming to IS 16647:2017 suitable for laying with PVC O fittings or metal fittings compatible with PVC O pipes | 1725 | metre | 01-08- 2026 | 01-01- 2060 | 2026-07-31
1341 | MATERIAL | OTHERMATERIALS | MR11112 | 250 mm OD Class 500 PVC-O Pipe, PN 12.5 conforming to IS 16647:2017 suitable for laying with PVC O fittings or metal fittings compatible with PVC O pipes | 2340 | metre | 01-08- 2026 | 01-01- 2060 | 2026-07-31
1342 | MATERIAL | OTHERMATERIALS | MR11113 | 315 mm OD Class 500 PVC-O Pipe, PN 12.5 conforming to IS 16647:2017 suitable for laying with PVC O fittings or metal fittings compatible with PVC O pipes | 3055 | metre | 01-08- 2026 | 01-01- 2060 | 2026-07-31
1343 | MATERIAL | OTHERMATERIALS | MR11114 | 400 mm OD Class 500 PVC-O Pipe, PN 12.5 conforming to IS 16647:2017 suitable for laying with PVC O fittings or metal fittings compatible with PVC O pipes | 4570 | metre | 01-08- 2026 | 01-01- 2060 | 2026-07-31
1344 | MATERIAL | OTHERMATERIALS | MR11115 | 110 mm OD Class 500 PVC-O Pipe, PN 16 conforming to IS 16647:2017 suitable for laying with PVC O fittings or metal fittings compatible with PVC O pipes | 870 | metre | 01-08- 2026 | 01-01- 2060 | 2026-07-31
1345 | MATERIAL | OTHERMATERIALS | MR11116 | 160 mm OD Class 500 PVC-O Pipe, PN 16 conforming to IS 16647:2017 suitable for laying with PVC O fittings or metal fittings compatible with PVC O pipes | 1440 | metre | 01-08- 2026 | 01-01- 2060 | 2026-07-31
1346 | MATERIAL | OTHERMATERIALS | MR11117 | 200 mm OD Class 500 PVC-O Pipe, PN 16 conforming to IS 16647:2017 suitable for laying with PVC O fittings or metal fittings compatible with PVC O pipes | 1930 | metre | 01-08- 2026 | 01-01- 2060 | 2026-07-31
1347 | MATERIAL | OTHERMATERIALS | MR11118 | 250 mm OD Class 500 PVC-O Pipe, PN 16 conforming to IS 16647:2017 suitable for laying with PVC O fittings or metal fittings compatible with PVC O pipes | 2640 | metre | 01-08- 2026 | 01-01- 2060 | 2026-07-31
1348 | MATERIAL | OTHERMATERIALS | MR11119 | 315 mm OD Class 500 PVC-O Pipe, PN 16 conforming to IS 16647:2017 suitable for laying with PVC O fittings or metal fittings compatible with PVC O pipes | 3590 | metre | 01-08- 2026 | 01-01- 2060 | 2026-07-31
1349 | MATERIAL | OTHERMATERIALS | MR11120 | 400 mm OD Class 500 PVC-O Pipe, PN 16 conforming to IS 16647:2017 suitable for laying with PVC O fittings or metal fittings compatible with PVC O pipes | 5435 | metre | 01-08- 2026 | 01-01- 2060 | 2026-07-31
1350 | MATERIAL | OTHERMATERIALS | MR11121 | GI Pipe Medium 100mm | 751 | metre | 01-08- 2026 | 01-01- 2060 | 2026-07-31
1351 | MATERIAL | OTHERMATERIALS | MR11122 | GI Pipe Medium 125mm | 1010 | metre | 01-08- 2026 | 01-01- 2060 | 2026-07-31
1352 | MATERIAL | OTHERMATERIALS | MR11123 | GI Pipe Medium 150mm | 1183 | metre | 01-08- 2026 | 01-01- 2060 | 2026-07-31
1353 | MATERIAL | OTHERMATERIALS | MR11124 | GI Pipe Medium 15mm | 85 | metre | 01-08- 2026 | 01-01- 2060 | 2026-08-01
1354 | MATERIAL | OTHERMATERIALS | MR11125 | GI Pipe Medium 20mm | 109 | metre | 01-08- 2026 | 01-01- 2060 | 2026-08-01
1355 | MATERIAL | OTHERMATERIALS | MR11126 | GI Pipe Medium 25mm | 162 | metre | 01-08- 2026 | 01-01- 2060 | 2026-08-01
1356 | MATERIAL | OTHERMATERIALS | MR11127 | GI Pipe Medium 32mm | 197 | metre | 01-08- 2026 | 01-01- 2060 | 2026-08-01
1357 | MATERIAL | OTHERMATERIALS | MR11128 | GI Pipe Medium 40mm | 226 | metre | 01-08- 2026 | 01-01- 2060 | 2026-08-01
1358 | MATERIAL | OTHERMATERIALS | MR11129 | GI Pipe Medium 50mm | 313 | metre | 01-08- 2026 | 01-01- 2060 | 2026-08-01
1359 | MATERIAL | OTHERMATERIALS | MR11130 | GI Pipe Medium 65mm | 400 | metre | 01-08- 2026 | 01-01- 2060 | 2026-08-01
1360 | MATERIAL | OTHERMATERIALS | MR11131 | GI Pipe Medium 80mm | 527 | metre | 01-08- 2026 | 01-01- 2060 | 2026-08-01
1361 | MATERIAL | OTHERMATERIALS | MR12001 | Vertical Turbine Pump - Head up to 20 m -Power up to 10 HP | 16450 | HP (Horse power) | 01-08- 2026 | 01-01- 2060 | 2026-07-31
1362 | MATERIAL | OTHERMATERIALS | MR12002 | Vertical Turbine Pump - Head Up to 20 m -Power >10 HP to 20 HP | 18666 | HP (Horse power) | 01-08- 2026 | 01-01- 2060 | 2026-07-31
1363 | MATERIAL | OTHERMATERIALS | MR12003 | Vertical Turbine Pump - Head Up to 20 m -Power >20 HP to 30 HP | 22222 | HP (Horse power) | 01-08- 2026 | 01-01- 2060 | 2026-07-31
1364 | MATERIAL | OTHERMATERIALS | MR12004 | Vertical Turbine Pump - Head Up to 20 m -Power >30 HP to 50 HP | 23900 | HP (Horse power) | 01-08- 2026 | 01-01- 2060 | 2026-07-31
1365 | MATERIAL | OTHERMATERIALS | MR12005 | Vertical Turbine Pump - Head Up to 20 m -Power >50 HP to 99 HP | 22500 | HP (Horse power) | 01-08- 2026 | 01-01- 2060 | 2026-07-31
1366 | MATERIAL | OTHERMATERIALS | MR12006 | Vertical Turbine Pump - Head Up to 20 m -Power >100 HP to 150 HP | 22000 | HP (Horse power) | 01-08- 2026 | 01-01- 2060 | 2026-07-31
1367 | MATERIAL | OTHERMATERIALS | MR12007 | Vertical Turbine Pump - Head Up to 20 m -Power >150 HP to 200 HP | 21500 | HP (Horse power) | 01-08- 2026 | 01-01- 2060 | 2026-07-31
1368 | MATERIAL | OTHERMATERIALS | MR12008 | Vertical Turbine Pump - Head Up to 20 m -Power Above 200 HP | 20600 | HP (Horse power) | 01-08- 2026 | 01-01- 2060 | 2026-07-31
1369 | MATERIAL | OTHERMATERIALS | MR12009 | Vertical Turbine Pump - Head 20m to 50m - Power up to 10 HP | 18850 | HP (Horse power) | 01-08- 2026 | 01-01- 2060 | 2026-07-31
1370 | MATERIAL | OTHERMATERIALS | MR12010 | Vertical Turbine Pump - Head 20m to 50m - Power>10 HP to 20 HP | 20299 | HP (Horse power) | 01-08- 2026 | 01-01- 2060 | 2026-07-31
1371 | MATERIAL | OTHERMATERIALS | MR12011 | Vertical Turbine Pump - Head 20m to 50m - Power>20 HP to 30 HP | 24182 | HP (Horse power) | 01-08- 2026 | 01-01- 2060 | 2026-07-31
1372 | MATERIAL | OTHERMATERIALS | MR12012 | Vertical Turbine Pump - Head 20m to 50m - Power>30 HP to 50 HP | 23900 | HP (Horse power) | 01-08- 2026 | 01-01- 2060 | 2026-07-31
1373 | MATERIAL | OTHERMATERIALS | MR12013 | Vertical Turbine Pump - Head 20m to 50m - Power>50 HP to 99 HP | 23000 | HP (Horse power) | 01-08- 2026 | 01-01- 2060 | 2026-07-31
1374 | MATERIAL | OTHERMATERIALS | MR12014 | Vertical Turbine Pump - Head 20m to 50m -Power>100 HP to 150 HP | 22500 | HP (Horse power) | 01-08- 2026 | 01-01- 2060 | 2026-07-31
1375 | MATERIAL | OTHERMATERIALS | MR12015 | Vertical Turbine Pump - Head 20m to 50m - Power>150 HP to 200 HP | 21500 | HP (Horse power) | 01-08- 2026 | 01-01- 2060 | 2026-07-31
1376 | MATERIAL | OTHERMATERIALS | MR12016 | Vertical Turbine Pump - Head 20m to 50m - Power Above 200 HP | 20600 | HP (Horse power) | 01-08- 2026 | 01-01- 2060 | 2026-07-31
1377 | MATERIAL | OTHERMATERIALS | MR12017 | Vertical Turbine Pump - Head 50m to 100m - Power up to 10 HP | 26500 | HP (Horse power) | 01-08- 2026 | 01-01- 2060 | 2026-07-31
1378 | MATERIAL | OTHERMATERIALS | MR12018 | Vertical Turbine Pump - Head 50m to 100m - Power>10 HP to 20 HP | 20237 | HP (Horse power) | 01-08- 2026 | 01-01- 2060 | 2026-07-31
1379 | MATERIAL | OTHERMATERIALS | MR12019 | Vertical Turbine Pump - Head 50m to 100m - Power>20 HP to 30 HP | 24108 | HP (Horse power) | 01-08- 2026 | 01-01- 2060 | 2026-07-31
1380 | MATERIAL | OTHERMATERIALS | MR12020 | Vertical Turbine Pump - Head 50m to 100m - Power>30 HP to 50 HP | 24300 | HP (Horse power) | 01-08- 2026 | 01-01- 2060 | 2026-07-31
1381 | MATERIAL | OTHERMATERIALS | MR12021 | Vertical Turbine Pump - Head 50m to 100m - Power>50 HP to 99 HP | 22600 | HP (Horse power) | 01-08- 2026 | 01-01- 2060 | 2026-07-31
1382 | MATERIAL | OTHERMATERIALS | MR12022 | Vertical Turbine Pump - Head 50m to 100m - Power>100 HP to 150 HP | 21600 | HP (Horse power) | 01-08- 2026 | 01-01- 2060 | 2026-07-31
1383 | MATERIAL | OTHERMATERIALS | MR12023 | Vertical Turbine Pump - Head 50m to 100m - Power>150 HP to 200 HP | 20900 | HP (Horse power) | 01-08- 2026 | 01-01- 2060 | 2026-07-31
1384 | MATERIAL | OTHERMATERIALS | MR12024 | Vertical Turbine Pump - Head 50m to 100m - Power -Above 200 HP | 20500 | HP (Horse power) | 01-08- 2026 | 01-01- 2060 | 2026-07-31
1385 | MATERIAL | OTHERMATERIALS | MR12025 | Vertical Turbine Pump - Head 100m to 150m - Power>20 HP to 30 HP | 25800 | HP (Horse power) | 01-08- 2026 | 01-01- 2060 | 2026-07-31
1386 | MATERIAL | OTHERMATERIALS | MR12026 | Vertical Turbine Pump - Head 100m to 150m - Power>30 HP to 50 HP | 25500 | HP (Horse power) | 01-08- 2026 | 01-01- 2060 | 2026-07-31
1387 | MATERIAL | OTHERMATERIALS | MR12027 | Vertical Turbine Pump - Head 100m to 150m - Power>50 HP to 99 HP | 24600 | HP (Horse power) | 01-08- 2026 | 01-01- 2060 | 2026-07-31
1388 | MATERIAL | OTHERMATERIALS | MR12028 | Vertical Turbine Pump - Head 100m to 150m - Power>100 HP to 150 HP | 23500 | HP (Horse power) | 01-08- 2026 | 01-01- 2060 | 2026-07-31
1389 | MATERIAL | OTHERMATERIALS | MR12029 | Vertical Turbine Pump - Head 100m to 150m - Power>150 HP to 200 HP | 22800 | HP (Horse power) | 01-08- 2026 | 01-01- 2060 | 2026-07-31
1390 | MATERIAL | OTHERMATERIALS | MR12030 | Vertical Turbine Pump - Head 100m to 150m - Power -Above 200 HP | 21900 | HP (Horse power) | 01-08- 2026 | 01-01- 2060 | 2026-07-31
1391 | MATERIAL | OTHERMATERIALS | MR12031 | Vertical Turbine Pump - Head above 150m - Power>30 HP to 50 HP | 24900 | HP (Horse power) | 01-08- 2026 | 01-01- 2060 | 2026-07-31
1392 | MATERIAL | OTHERMATERIALS | MR12032 | Vertical Turbine Pump - Head above 150m - Power>50 HP to 99 HP | 23800 | HP (Horse power) | 01-08- 2026 | 01-01- 2060 | 2026-07-31
1393 | MATERIAL | OTHERMATERIALS | MR12033 | Vertical Turbine Pump - Head above 150m - Power>100 HP to 150 HP | 22500 | HP (Horse power) | 01-08- 2026 | 01-01- 2060 | 2026-07-31
1394 | MATERIAL | OTHERMATERIALS | MR12034 | Vertical Turbine Pump - Head above 150m - Power>150 HP to 200 HP | 21900 | HP (Horse power) | 01-08- 2026 | 01-01- 2060 | 2026-07-31
1395 | MATERIAL | OTHERMATERIALS | MR12035 | Vertical Turbine Pump - Head above 150m - Power -Above 200 HP | 21000 | HP (Horse power) | 01-08- 2026 | 01-01- 2060 | 2026-07-31
1396 | MATERIAL | OTHERMATERIALS | MR12036 | Centrifugal Horizontal Split Cage Pump - Head up to 20 m - Power up to 10 HP | 12373 | HP (Horse power) | 01-08- 2026 | 01-01- 2060 | 2026-07-31
1397 | MATERIAL | OTHERMATERIALS | MR12037 | Centrifugal Horizontal Split Cage Pump - Head up to 20 m -Power >10 HP to 20 HP | 17676 | HP (Horse power) | 01-08- 2026 | 01-01- 2060 | 2026-07-31
1398 | MATERIAL | OTHERMATERIALS | MR12038 | Centrifugal Horizontal Split Cage Pump - Head up to 20 m - Power >20 HP to 30 HP | 23200 | HP (Horse power) | 01-08- 2026 | 01-01- 2060 | 2026-07-31
1399 | MATERIAL | OTHERMATERIALS | MR12039 | Centrifugal Horizontal Split Cage Pump - Head up to 20 m - Power>30 HP to 50 HP | 22800 | HP (Horse power) | 01-08- 2026 | 01-01- 2060 | 2026-07-31
1400 | MATERIAL | OTHERMATERIALS | MR12040 | Centrifugal Horizontal Split Cage Pump - Head up to 20 m - Power>50 HP to 99 HP | 21900 | HP (Horse power) | 01-08- 2026 | 01-01- 2060 | 2026-07-31
1401 | MATERIAL | OTHERMATERIALS | MR12041 | Centrifugal Horizontal Split Cage Pump - Head up to 20 m - Power>100 HP to 150 HP | 21000 | HP (Horse power) | 01-08- 2026 | 01-01- 2060 | 2026-07-31
1402 | MATERIAL | OTHERMATERIALS | MR12042 | Centrifugal Horizontal Split Cage Pump - Head up to 20 m - Power>150 HP to 200 HP | 20900 | HP (Horse power) | 01-08- 2026 | 01-01- 2060 | 2026-07-31
1403 | MATERIAL | OTHERMATERIALS | MR12043 | Centrifugal Horizontal Split Cage Pump - Head up to 20 m - Power Above 200 HP | 21000 | HP (Horse power) | 01-08- 2026 | 01-01- 2060 | 2026-07-31
1404 | MATERIAL | OTHERMATERIALS | MR12044 | Centrifugal Horizontal Split Cage Pump - Head 20 m to 50m -Power up to 10 HP | 15590 | HP (Horse power) | 01-08- 2026 | 01-01- 2060 | 2026-07-31
1405 | MATERIAL | OTHERMATERIALS | MR12045 | Centrifugal Horizontal Split Cage Pump - Head 20 m to 50m - Power>10 HP to 20 HP | 19512 | HP (Horse power) | 01-08- 2026 | 01-01- 2060 | 2026-07-31
1406 | MATERIAL | OTHERMATERIALS | MR12046 | Centrifugal Horizontal Split Cage Pump - Head 20 m to 50m - Power>20 HP to 30 HP | 23900 | HP (Horse power) | 01-08- 2026 | 01-01- 2060 | 2026-07-31
1407 | MATERIAL | OTHERMATERIALS | MR12047 | Centrifugal Horizontal Split Cage Pump - Head 20 m to 50m - Power>30 HP to 50 HP | 22800 | HP (Horse power) | 01-08- 2026 | 01-01- 2060 | 2026-07-31
1408 | MATERIAL | OTHERMATERIALS | MR12048 | Centrifugal Horizontal Split Cage Pump - Head 20 m to 50m - Power>50 HP to 99 HP | 21900 | HP (Horse power) | 01-08- 2026 | 01-01- 2060 | 2026-07-31
1409 | MATERIAL | OTHERMATERIALS | MR12049 | Centrifugal Horizontal Split Cage Pump - Head 20 m to 50m - Power>100 HP to 150 HP | 20500 | HP (Horse power) | 01-08- 2026 | 01-01- 2060 | 2026-07-31
1410 | MATERIAL | OTHERMATERIALS | MR12050 | Centrifugal Horizontal Split Cage Pump - Head 20 m to 50m - Power>150 HP to 200 HP | 19800 | HP (Horse power) | 01-08- 2026 | 01-01- 2060 | 2026-07-31
1411 | MATERIAL | OTHERMATERIALS | MR12051 | Centrifugal Horizontal Split Cage Pump - Head 20 m to 50m - Power Above 200 HP | 22000 | HP (Horse power) | 01-08- 2026 | 01-01- 2060 | 2026-07-31
1412 | MATERIAL | OTHERMATERIALS | MR12052 | Centrifugal Horizontal Split Cage Pump - Head 50 m to 100m -Power up to 10 HP | 20199 | HP (Horse power) | 01-08- 2026 | 01-01- 2060 | 2026-07-31
1413 | MATERIAL | OTHERMATERIALS | MR12053 | Centrifugal Horizontal Split Cage Pump - Head 50 m to 100m - Power>10 HP to 20 HP | 22447 | HP (Horse power) | 01-08- 2026 | 01-01- 2060 | 2026-07-31
1414 | MATERIAL | OTHERMATERIALS | MR12054 | Centrifugal Horizontal Split Cage Pump - Head 50 m to 100m - Power>20 HP to 30 HP | 23900 | HP (Horse power) | 01-08- 2026 | 01-01- 2060 | 2026-07-31
1415 | MATERIAL | OTHERMATERIALS | MR12055 | Centrifugal Horizontal Split Cage Pump - Head 50 m to 100m - Power>30 HP to 50 HP | 23200 | HP (Horse power) | 01-08- 2026 | 01-01- 2060 | 2026-07-31
1416 | MATERIAL | OTHERMATERIALS | MR12056 | Centrifugal Horizontal Split Cage Pump - Head 50 m to 100m - Power>50 HP to 99 HP | 21500 | HP (Horse power) | 01-08- 2026 | 01-01- 2060 | 2026-07-31
1417 | MATERIAL | OTHERMATERIALS | MR12057 | Centrifugal Horizontal Split Cage Pump - Head 50 m to 100m - Power>100 HP to 150 HP | 20850 | HP (Horse power) | 01-08- 2026 | 01-01- 2060 | 2026-07-31
1418 | MATERIAL | OTHERMATERIALS | MR12058 | Centrifugal Horizontal Split Cage Pump - Head 50 m to 100m - Power>150 HP to 200 HP | 19900 | HP (Horse power) | 01-08- 2026 | 01-01- 2060 | 2026-07-31
1419 | MATERIAL | OTHERMATERIALS | MR12059 | Centrifugal Horizontal Split Cage Pump - Head 50 m to 100m - Power -Above 200 HP | 22500 | HP (Horse power) | 01-08- 2026 | 01-01- 2060 | 2026-07-31
1420 | MATERIAL | OTHERMATERIALS | MR12060 | Centrifugal Horizontal Split Cage Pump - Head 100 m to 150m - Power up to 10 HP | 22792 | HP (Horse power) | 01-08- 2026 | 01-01- 2060 | 2026-07-31
1421 | MATERIAL | OTHERMATERIALS | MR12061 | Centrifugal Horizontal Split Cage Pump - Head 100 m to 150m - Power>10 HP to 20 HP | 24000 | HP (Horse power) | 01-08- 2026 | 01-01- 2060 | 2026-07-31
1422 | MATERIAL | OTHERMATERIALS | MR12062 | Centrifugal Horizontal Split Cage Pump - Head 100 m to 150m - Power>20 HP to 30 HP | 23800 | HP (Horse power) | 01-08- 2026 | 01-01- 2060 | 2026-07-31
1423 | MATERIAL | OTHERMATERIALS | MR12063 | Centrifugal Horizontal Split Cage Pump - Head 100 m to 150m - Power>30 HP to 50 HP | 22800 | HP (Horse power) | 01-08- 2026 | 01-01- 2060 | 2026-07-31
1424 | MATERIAL | OTHERMATERIALS | MR12064 | Centrifugal Horizontal Split Cage Pump - Head 100 m to 150m - Power>50 HP to 99 HP | 22000 | HP (Horse power) | 01-08- 2026 | 01-01- 2060 | 2026-07-31
1425 | MATERIAL | OTHERMATERIALS | MR12065 | Centrifugal Horizontal Split Cage Pump - Head 100 m to 150m - Power>100 HP to 150 HP | 21000 | HP (Horse power) | 01-08- 2026 | 01-01- 2060 | 2026-07-31
1426 | MATERIAL | OTHERMATERIALS | MR12066 | Centrifugal Horizontal Split Cage Pump - Head 100 m to 150m - Power>150 HP to 200 HP | 20000 | HP (Horse power) | 01-08- 2026 | 01-01- 2060 | 2026-07-31
1427 | MATERIAL | OTHERMATERIALS | MR12067 | Centrifugal Horizontal Split Cage Pump - Head 100 m to 150m - Power -Above 200 HP | 23000 | HP (Horse power) | 01-08- 2026 | 01-01- 2060 | 2026-07-31
1428 | MATERIAL | OTHERMATERIALS | MR12068 | Centrifugal Horizontal Split Cage Pump - Head above 150m - Power up to 10 HP | 25500 | HP (Horse power) | 01-08- 2026 | 01-01- 2060 | 2026-07-31
1429 | MATERIAL | OTHERMATERIALS | MR12069 | Centrifugal Horizontal Split Cage Pump - Head above 150m - Power>10 HP to 20 HP | 24800 | HP (Horse power) | 01-08- 2026 | 01-01- 2060 | 2026-07-31
1430 | MATERIAL | OTHERMATERIALS | MR12070 | Centrifugal Horizontal Split Cage Pump - Head above 150m - Power>20 HP to 30 HP | 24500 | HP (Horse power) | 01-08- 2026 | 01-01- 2060 | 2026-07-31
1431 | MATERIAL | OTHERMATERIALS | MR12071 | Centrifugal Horizontal Split Cage Pump - Head above 150m - Power>30 HP to 50 HP | 23900 | HP (Horse power) | 01-08- 2026 | 01-01- 2060 | 2026-07-31
1432 | MATERIAL | OTHERMATERIALS | MR12072 | Centrifugal Horizontal Split Cage Pump - Head above 150m - Power>50 HP to 99 HP | 22900 | HP (Horse power) | 01-08- 2026 | 01-01- 2060 | 2026-07-31
1433 | MATERIAL | OTHERMATERIALS | MR12073 | Centrifugal Horizontal Split Cage Pump - Head above 150m - Power>100 HP to 150 HP | 21000 | HP (Horse power) | 01-08- 2026 | 01-01- 2060 | 2026-07-31
1434 | MATERIAL | OTHERMATERIALS | MR12074 | Centrifugal Horizontal Split Cage Pump - Head above 150m - Power>150 HP to 200 HP | 20500 | HP (Horse power) | 01-08- 2026 | 01-01- 2060 | 2026-07-31
1435 | MATERIAL | OTHERMATERIALS | MR12075 | Centrifugal Horizontal Split Cage Pump - Head above 150m - Power -Above 200 HP | 24500 | HP (Horse power) | 01-08- 2026 | 01-01- 2060 | 2026-07-31
1436 | MATERIAL | OTHERMATERIALS | MR12076 | Centrifugal Horizontal End Suction Pump - Head up to 20m - Power up to 10 HP | 21387 | HP (Horse power) | 01-08- 2026 | 01-01- 2060 | 2026-07-31
1437 | MATERIAL | OTHERMATERIALS | MR12077 | Centrifugal Horizontal End Suction Pump - Head up to 20m - Power>10 HP to 20 HP | 23950 | HP (Horse power) | 01-08- 2026 | 01-01- 2060 | 2026-07-31
1438 | MATERIAL | OTHERMATERIALS | MR12078 | Centrifugal Horizontal End Suction Pump - Head up to 20m - Power>20 HP to 30 HP | 23100 | HP (Horse power) | 01-08- 2026 | 01-01- 2060 | 2026-07-31
1439 | MATERIAL | OTHERMATERIALS | MR12079 | Centrifugal Horizontal End Suction Pump - Head up to 20m - Power>30 HP to 50 HP | 22500 | HP (Horse power) | 01-08- 2026 | 01-01- 2060 | 2026-07-31
1440 | MATERIAL | OTHERMATERIALS | MR12080 | Centrifugal Horizontal End Suction Pump - Head up to 20m - Power>50 HP to 99 HP | 21750 | HP (Horse power) | 01-08- 2026 | 01-01- 2060 | 2026-07-31
1441 | MATERIAL | OTHERMATERIALS | MR12081 | Centrifugal Horizontal End Suction Pump - Head 20m to 50m - Power up to 10 HP | 21223 | HP (Horse power) | 01-08- 2026 | 01-01- 2060 | 2026-07-31
1442 | MATERIAL | OTHERMATERIALS | MR12082 | Centrifugal Horizontal End Suction Pump - Head 20m to 50m - Power>10 HP to 20 HP | 24850 | HP (Horse power) | 01-08- 2026 | 01-01- 2060 | 2026-07-31
1443 | MATERIAL | OTHERMATERIALS | MR12083 | Centrifugal Horizontal End Suction Pump - Head 20m to 50m - Power>20 HP to 30 HP | 23500 | HP (Horse power) | 01-08- 2026 | 01-01- 2060 | 2026-07-31
1444 | MATERIAL | OTHERMATERIALS | MR12084 | Centrifugal Horizontal End Suction Pump - Head 20m to 50m - Power>30 HP to 50 HP | 23200 | HP (Horse power) | 01-08- 2026 | 01-01- 2060 | 2026-07-31
1445 | MATERIAL | OTHERMATERIALS | MR12085 | Centrifugal Horizontal End Suction Pump - Head 20m to 50m - Power>50 HP to 99 HP | 22850 | HP (Horse power) | 01-08- 2026 | 01-01- 2060 | 2026-07-31
1446 | MATERIAL | OTHERMATERIALS | MR12086 | Centrifugal Horizontal End Suction Pump - Head 50m to 100m - Power up to 10 HP | 25500 | HP (Horse power) | 01-08- 2026 | 01-01- 2060 | 2026-07-31
1447 | MATERIAL | OTHERMATERIALS | MR12087 | Centrifugal Horizontal End Suction Pump - Head 50m to 100m - Power>10 HP to 20 HP | 24700 | HP (Horse power) | 01-08- 2026 | 01-01- 2060 | 2026-07-31
1448 | MATERIAL | OTHERMATERIALS | MR12088 | Centrifugal Horizontal End Suction Pump - Head 50m to 100m - Power>20 HP to 30 HP | 23200 | HP (Horse power) | 01-08- 2026 | 01-01- 2060 | 2026-07-31
1449 | MATERIAL | OTHERMATERIALS | MR12089 | Centrifugal Horizontal End Suction Pump - Head 50m to 100m - Power>30 HP to 50 HP | 22500 | HP (Horse power) | 01-08- 2026 | 01-01- 2060 | 2026-07-31
1450 | MATERIAL | OTHERMATERIALS | MR12090 | Centrifugal Horizontal End Suction Pump - Head 50m to 100m - Power>50 HP to 99 HP | 21900 | HP (Horse power) | 01-08- 2026 | 01-01- 2060 | 2026-07-31
1451 | MATERIAL | OTHERMATERIALS | MR12091 | Centrifugal Horizontal End Suction Pump - Head 50m to 100m - Power>100 HP to 150 HP | 20110 | HP (Horse power) | 01-08- 2026 | 01-01- 2060 | 2026-07-31
1452 | MATERIAL | OTHERMATERIALS | MR12092 | Centrifugal Horizontal End Suction Pump - Head 100m to 150m - Power>30 HP to 50 HP | 23500 | HP (Horse power) | 01-08- 2026 | 01-01- 2060 | 2026-07-31
1453 | MATERIAL | OTHERMATERIALS | MR12093 | Centrifugal Horizontal End Suction Pump - Head 100m to 150m - Power>50 HP to 99 HP | 22600 | HP (Horse power) | 01-08- 2026 | 01-01- 2060 | 2026-07-31
1454 | MATERIAL | OTHERMATERIALS | MR12094 | Centrifugal Horizontal End Suction Pump - Head 100m to 150m - Power>100 HP to 150 HP | 21400 | HP (Horse power) | 01-08- 2026 | 01-01- 2060 | 2026-07-31
1455 | MATERIAL | OTHERMATERIALS | MR12095 | Non - Clog Sewerage Pumps - Head up to 20m - Power up to 10 HP | 24800 | HP (Horse power) | 01-08- 2026 | 01-01- 2060 | 2026-07-31
1456 | MATERIAL | OTHERMATERIALS | MR12096 | Non - Clog Sewerage Pumps - Head up to 20 m - Power>10 HP to 20 HP | 23950 | HP (Horse power) | 01-08- 2026 | 01-01- 2060 | 2026-07-31
1457 | MATERIAL | OTHERMATERIALS | MR12097 | Non - Clog Sewerage Pumps - Head up to 20 m - Power>20 HP to 30 HP | 23100 | HP (Horse power) | 01-08- 2026 | 01-01- 2060 | 2026-07-31
1458 | MATERIAL | OTHERMATERIALS | MR12098 | Non - Clog Sewerage Pumps - Head up to 20 m - Power>30 HP to 50 HP | 21915 | HP (Horse power) | 01-08- 2026 | 01-01- 2060 | 2026-07-31
1459 | MATERIAL | OTHERMATERIALS | MR12099 | Non - Clog Sewerage Pumps - Head up to 20 m - Power>50 HP to 99 HP | 19775 | HP (Horse power) | 01-08- 2026 | 01-01- 2060 | 2026-07-31
1460 | MATERIAL | OTHERMATERIALS | MR12100 | Non - Clog Sewerage Pumps - Head up to 20 m - Power>100 HP to 150 HP | 19010 | HP (Horse power) | 01-08- 2026 | 01-01- 2060 | 2026-07-31
1461 | MATERIAL | OTHERMATERIALS | MR12101 | Non - Clog Sewerage Pumps - Head up to 20 m - Power>150 HP to 200 HP | 18100 | HP (Horse power) | 01-08- 2026 | 01-01- 2060 | 2026-07-31
1462 | MATERIAL | OTHERMATERIALS | MR12102 | Non - Clog Sewerage Pumps - Head up to 20 m - Power - Above 200 HP | 17950 | HP (Horse power) | 01-08- 2026 | 01-01- 2060 | 2026-07-31
1463 | MATERIAL | OTHERMATERIALS | MR12103 | Non - Clog Sewerage Pumps - Head 20 m to 50m - Power>10 HP to 20 HP | 24850 | HP (Horse power) | 01-08- 2026 | 01-01- 2060 | 2026-07-31
1464 | MATERIAL | OTHERMATERIALS | MR12104 | Non - Clog Sewerage Pumps - Head 20 m to 50m - Power>20 HP to 30 HP | 23500 | HP (Horse power) | 01-08- 2026 | 01-01- 2060 | 2026-07-31
1465 | MATERIAL | OTHERMATERIALS | MR12105 | Non - Clog Sewerage Pumps - Head 20 m to 50m - Power>30 HP to 50 HP | 21915 | HP (Horse power) | 01-08- 2026 | 01-01- 2060 | 2026-07-31
1466 | MATERIAL | OTHERMATERIALS | MR12106 | Non - Clog Sewerage Pumps - Head 20 m to 50m - Power>50 HP to 99 HP | 19775 | HP (Horse power) | 01-08- 2026 | 01-01- 2060 | 2026-07-31
1467 | MATERIAL | OTHERMATERIALS | MR12107 | Non - Clog Sewerage Pumps - Head 20 m to 50m - Power>100 HP to 150 HP | 19010 | HP (Horse power) | 01-08- 2026 | 01-01- 2060 | 2026-07-31
1468 | MATERIAL | OTHERMATERIALS | MR12108 | Non - Clog Sewerage Pumps - Head 20 m to 50m - Power>150 HP to 200 HP | 18100 | HP (Horse power) | 01-08- 2026 | 01-01- 2060 | 2026-07-31
1469 | MATERIAL | OTHERMATERIALS | MR12109 | Non - Clog Sewerage Pumps - Head 20 m to 50m - Power -Above 200 HP | 17950 | HP (Horse power) | 01-08- 2026 | 01-01- 2060 | 2026-07-31
1470 | MATERIAL | OTHERMATERIALS | MR12110 | Non - Clog Sewerage Pumps - Head 50 m to 100m - Power>150 HP to 200 HP | 18100 | HP (Horse power) | 01-08- 2026 | 01-01- 2060 | 2026-07-31
1471 | MATERIAL | OTHERMATERIALS | MR12111 | Non - Clog Sewerage Pumps - Head 50 m to 100m - Power - Above 200 HP | 17950 | HP (Horse power) | 01-08- 2026 | 01-01- 2060 | 2026-07-31
1472 | MATERIAL | OTHERMATERIALS | MR12112 | Soft Starter - Up to 10 HP | 13511 | each | 01-08- 2026 | 01-01- 2060 | 2026-07-31
1473 | MATERIAL | OTHERMATERIALS | MR12113 | Soft Starter -11 to 20 HP | 27023 | each | 01-08- 2026 | 01-01- 2060 | 2026-07-31
1474 | MATERIAL | OTHERMATERIALS | MR12114 | Soft Starter - 21 to 30 HP | 40534 | each | 01-08- 2026 | 01-01- 2060 | 2026-07-31
1475 | MATERIAL | OTHERMATERIALS | MR12115 | Soft Starter - 31 to 40 HP | 54045 | each | 01-08- 2026 | 01-01- 2060 | 2026-07-31
1476 | MATERIAL | OTHERMATERIALS | MR12116 | Soft Starter - 41 to 50 HP | 67556 | each | 01-08- 2026 | 01-01- 2060 | 2026-07-31
1477 | MATERIAL | OTHERMATERIALS | MR12117 | Soft Starter - 51 to 60 HP | 81068 | each | 01-08- 2026 | 01-01- 2060 | 2026-07-31
1478 | MATERIAL | OTHERMATERIALS | MR12118 | Soft Starter - 61 to 70 HP | 94578 | each | 01-08- 2026 | 01-01- 2060 | 2026-07-31
1479 | MATERIAL | OTHERMATERIALS | MR12119 | Soft Starter - 71 to 80 HP | 108089 | each | 01-08- 2026 | 01-01- 2060 | 2026-07-31
1480 | MATERIAL | OTHERMATERIALS | MR12120 | Soft Starter - 81 to 90 HP | 121600 | each | 01-08- 2026 | 01-01- 2060 | 2026-07-31
1481 | MATERIAL | OTHERMATERIALS | MR12121 | Soft Starter - 91 to 100 HP | 135112 | each | 01-08- 2026 | 01-01- 2060 | 2026-07-31
1482 | MATERIAL | OTHERMATERIALS | MR12122 | Soft Starter - 101 to 110 HP | 148623 | each | 01-08- 2026 | 01-01- 2060 | 2026-07-31
1483 | MATERIAL | OTHERMATERIALS | MR12123 | Soft Starter - 111 to 120 HP | 162134 | each | 01-08- 2026 | 01-01- 2060 | 2026-07-31
1484 | MATERIAL | OTHERMATERIALS | MR12124 | Soft Starter - 121 to 125 HP | 175645 | each | 01-08- 2026 | 01-01- 2060 | 2026-07-31
1485 | MATERIAL | OTHERMATERIALS | MR12125 | Soft Starter - 126 to 130 HP | 175645 | each | 01-08- 2026 | 01-01- 2060 | 2026-07-31
1486 | MATERIAL | OTHERMATERIALS | MR12126 | Soft Starter - 131 to 140 HP | 189157 | each | 01-08- 2026 | 01-01- 2060 | 2026-07-31
1487 | MATERIAL | OTHERMATERIALS | MR12127 | Soft Starter - 141 to 150 HP | 202668 | each | 01-08- 2026 | 01-01- 2060 | 2026-07-31
1488 | MATERIAL | OTHERMATERIALS | MR12128 | Soft Starter - 151 to 160 HP | 216179 | each | 01-08- 2026 | 01-01- 2060 | 2026-07-31
1489 | MATERIAL | OTHERMATERIALS | MR12129 | Soft Starter - 161 to 170 HP | 229691 | each | 01-08- 2026 | 01-01- 2060 | 2026-07-31
1490 | MATERIAL | OTHERMATERIALS | MR12130 | Soft Starter - 171 to 175 HP | 243202 | each | 01-08- 2026 | 01-01- 2060 | 2026-07-31
1491 | MATERIAL | OTHERMATERIALS | MR12131 | Soft Starter - 176 to 180 HP | 243202 | each | 01-08- 2026 | 01-01- 2060 | 2026-07-31
1492 | MATERIAL | OTHERMATERIALS | MR12132 | Soft Starter - 181 to 190 HP | 256713 | each | 01-08- 2026 | 01-01- 2060 | 2026-07-31
1493 | MATERIAL | OTHERMATERIALS | MR12133 | Soft Starter - 191 to 200 HP | 270224 | each | 01-08- 2026 | 01-01- 2060 | 2026-07-31
1494 | MATERIAL | OTHERMATERIALS | MR12134 | Soft Starter - 201 to 210 HP | 283735 | each | 01-08- 2026 | 01-01- 2060 | 2026-07-31
1495 | MATERIAL | OTHERMATERIALS | MR12135 | Soft Starter - 211 to 220 HP | 297246 | each | 01-08- 2026 | 01-01- 2060 | 2026-07-31
1496 | MATERIAL | OTHERMATERIALS | MR12136 | Soft Starter - 221 to 230 HP | 310757 | each | 01-08- 2026 | 01-01- 2060 | 2026-07-31
1497 | MATERIAL | OTHERMATERIALS | MR12137 | Soft Starter - 231 to 240 HP | 324268 | each | 01-08- 2026 | 01-01- 2060 | 2026-07-31
1498 | MATERIAL | OTHERMATERIALS | MR12138 | Soft Starter - 241 to 250 HP | 337780 | each | 01-08- 2026 | 01-01- 2060 | 2026-07-31
1499 | MATERIAL | OTHERMATERIALS | MR12139 | Soft Starter - 251 to 260 HP | 351291 | each | 01-08- 2026 | 01-01- 2060 | 2026-07-31
1500 | MATERIAL | OTHERMATERIALS | MR12140 | Soft Starter - 261 to 270 HP | 364802 | each | 01-08- 2026 | 01-01- 2060 | 2026-07-31
1501 | MATERIAL | OTHERMATERIALS | MR12141 | Soft Starter - 271 to 280 HP | 378314 | each | 01-08- 2026 | 01-01- 2060 | 2026-07-31
1502 | MATERIAL | OTHERMATERIALS | MR12142 | Soft Starter - 281 to 290 HP | 391825 | each | 01-08- 2026 | 01-01- 2060 | 2026-07-31
1503 | MATERIAL | OTHERMATERIALS | MR12143 | Soft Starter - 291 to 300 HP | 405336 | each | 01-08- 2026 | 01-01- 2060 | 2026-07-31
1504 | MATERIAL | OTHERMATERIALS | MR12144 | Soft Starter - 301 to 310 HP | 418847 | each | 01-08- 2026 | 01-01- 2060 | 2026-07-31
1505 | MATERIAL | OTHERMATERIALS | MR12145 | Soft Starter - 311 to 320 HP | 432359 | each | 01-08- 2026 | 01-01- 2060 | 2026-07-31
1506 | MATERIAL | OTHERMATERIALS | MR12146 | Soft Starter - 321 to 330 HP | 445870 | each | 01-08- 2026 | 01-01- 2060 | 2026-07-31
1507 | MATERIAL | OTHERMATERIALS | MR12147 | Soft Starter - 331 to 340 HP | 459380 | each | 01-08- 2026 | 01-01- 2060 | 2026-07-31
1508 | MATERIAL | OTHERMATERIALS | MR12148 | Soft Starter - 341 to 350 HP | 472891 | each | 01-08- 2026 | 01-01- 2060 | 2026-07-31
1509 | MATERIAL | OTHERMATERIALS | MR12149 | Soft Starter - 351 to 360 HP | 486403 | each | 01-08- 2026 | 01-01- 2060 | 2026-07-31
1510 | MATERIAL | OTHERMATERIALS | MR12150 | Soft Starter - 361 to 370 HP | 499914 | each | 01-08- 2026 | 01-01- 2060 | 2026-07-31
1511 | MATERIAL | OTHERMATERIALS | MR12151 | Soft Starter - 371 to 380 HP | 513425 | each | 01-08- 2026 | 01-01- 2060 | 2026-07-31
1512 | MATERIAL | OTHERMATERIALS | MR12152 | Soft Starter - 381 to 390 HP | 526936 | each | 01-08- 2026 | 01-01- 2060 | 2026-07-31
1513 | MATERIAL | OTHERMATERIALS | MR12153 | Soft Starter - 391 to 400 HP | 540448 | each | 01-08- 2026 | 01-01- 2060 | 2026-07-31
1514 | MATERIAL | OTHERMATERIALS | MR12154 | Soft Starter - 401 to 410 HP | 553959 | each | 01-08- 2026 | 01-01- 2060 | 2026-07-31
1515 | MATERIAL | OTHERMATERIALS | MR12155 | Soft Starter - 411 to 420 HP | 567470 | each | 01-08- 2026 | 01-01- 2060 | 2026-07-31
1516 | MATERIAL | OTHERMATERIALS | MR12156 | Soft Starter - 421 to 430 HP | 580982 | each | 01-08- 2026 | 01-01- 2060 | 2026-07-31
1517 | MATERIAL | OTHERMATERIALS | MR12157 | Soft Starter - 431 to 440 HP | 594493 | each | 01-08- 2026 | 01-01- 2060 | 2026-07-31
1518 | MATERIAL | OTHERMATERIALS | MR12158 | Soft Starter - 441 to 450 HP | 608004 | each | 01-08- 2026 | 01-01- 2060 | 2026-07-31
1519 | MATERIAL | OTHERMATERIALS | MR12159 | Soft Starter - 451 to 500 HP | 860000 | each | 01-08- 2026 | 01-01- 2060 | 2026-07-31
1520 | MATERIAL | OTHERMATERIALS | MR12160 | Variable Frequency Drive (VFD) Starter - Up to 10 HP | 76728 | each | 01-08- 2026 | 01-01- 2060 | 2026-07-31
1521 | MATERIAL | OTHERMATERIALS | MR12161 | Variable Frequency Drive (VFD) Starter - 11 to 20 HP | 153457 | each | 01-08- 2026 | 01-01- 2060 | 2026-07-31
1522 | MATERIAL | OTHERMATERIALS | MR12162 | Variable Frequency Drive (VFD) Starter - 21 to 30 HP | 221250 | each | 01-08- 2026 | 01-01- 2060 | 2026-07-31
1523 | MATERIAL | OTHERMATERIALS | MR12163 | Variable Frequency Drive (VFD) Starter - 31 to 40 HP | 222500 | each | 01-08- 2026 | 01-01- 2060 | 2026-07-31
1524 | MATERIAL | OTHERMATERIALS | MR12164 | Variable Frequency Drive (VFD) Starter - 41 to 50 HP | 255810 | each | 01-08- 2026 | 01-01- 2060 | 2026-07-31
1525 | MATERIAL | OTHERMATERIALS | MR12165 | Variable Frequency Drive (VFD) Starter - 51 to 60 HP | 299650 | each | 01-08- 2026 | 01-01- 2060 | 2026-07-31
1526 | MATERIAL | OTHERMATERIALS | MR12166 | Variable Frequency Drive (VFD) Starter - 61 to 70 HP | 334722 | each | 01-08- 2026 | 01-01- 2060 | 2026-07-31
1527 | MATERIAL | OTHERMATERIALS | MR12167 | Variable Frequency Drive (VFD) Starter - 71 to 80 HP | 337445 | each | 01-08- 2026 | 01-01- 2060 | 2026-07-31
1528 | MATERIAL | OTHERMATERIALS | MR12168 | Variable Frequency Drive (VFD) Starter - 81 to 90 HP | 388231 | each | 01-08- 2026 | 01-01- 2060 | 2026-07-31
1529 | MATERIAL | OTHERMATERIALS | MR12169 | Variable Frequency Drive (VFD) Starter - 91 to 100 HP | 399550 | each | 01-08- 2026 | 01-01- 2060 | 2026-07-31
1530 | MATERIAL | OTHERMATERIALS | MR12170 | Variable Frequency Drive (VFD) Starter - 101 to 110 HP | 533445 | each | 01-08- 2026 | 01-01- 2060 | 2026-07-31
1531 | MATERIAL | OTHERMATERIALS | MR12171 | Variable Frequency Drive (VFD) Starter -111 to 120 HP | 533445 | each | 01-08- 2026 | 01-01- 2060 | 2026-07-31
1532 | MATERIAL | OTHERMATERIALS | MR12172 | Variable Frequency Drive (VFD) Starter - 121 to 125 HP | 533445 | each | 01-08- 2026 | 01-01- 2060 | 2026-07-31
1533 | MATERIAL | OTHERMATERIALS | MR12173 | Variable Frequency Drive (VFD) Starter - 126 to 130 HP | 533445 | each | 01-08- 2026 | 01-01- 2060 | 2026-07-31
1534 | MATERIAL | OTHERMATERIALS | MR12174 | Variable Frequency Drive (VFD) Starter - 131 to 140 HP | 533445 | each | 01-08- 2026 | 01-01- 2060 | 2026-07-31
1535 | MATERIAL | OTHERMATERIALS | MR12175 | Variable Frequency Drive (VFD) Starter - 141 to 150 HP | 533445 | each | 01-08- 2026 | 01-01- 2060 | 2026-07-31
1536 | MATERIAL | OTHERMATERIALS | MR12176 | Variable Frequency Drive (VFD) Starter - 151 to 160 HP | 564350 | each | 01-08- 2026 | 01-01- 2060 | 2026-07-31
1537 | MATERIAL | OTHERMATERIALS | MR12177 | Variable Frequency Drive (VFD) Starter - 161 to 170 HP | 564350 | each | 01-08- 2026 | 01-01- 2060 | 2026-07-31
1538 | MATERIAL | OTHERMATERIALS | MR12178 | Variable Frequency Drive (VFD) Starter - 171 to 180 HP | 564350 | each | 01-08- 2026 | 01-01- 2060 | 2026-07-31
1539 | MATERIAL | OTHERMATERIALS | MR12179 | Variable Frequency Drive (VFD) Starter - 181 to 190 HP | 564350 | each | 01-08- 2026 | 01-01- 2060 | 2026-07-31
1540 | MATERIAL | OTHERMATERIALS | MR12180 | Variable Frequency Drive (VFD) Starter - 191 to 200 HP | 564350 | each | 01-08- 2026 | 01-01- 2060 | 2026-07-31
1541 | MATERIAL | OTHERMATERIALS | MR12181 | Variable Frequency Drive (VFD) Starter - 201 to 210 HP | 705800 | each | 01-08- 2026 | 01-01- 2060 | 2026-07-31
1542 | MATERIAL | OTHERMATERIALS | MR12182 | Variable Frequency Drive (VFD) Starter - 211 to 220 HP | 705800 | each | 01-08- 2026 | 01-01- 2060 | 2026-07-31
1543 | MATERIAL | OTHERMATERIALS | MR12183 | Variable Frequency Drive (VFD) Starter - 221 to 230 HP | 705800 | each | 01-08- 2026 | 01-01- 2060 | 2026-07-31
1544 | MATERIAL | OTHERMATERIALS | MR12184 | Variable Frequency Drive (VFD) Starter - 231 to 240 HP | 705800 | each | 01-08- 2026 | 01-01- 2060 | 2026-07-31
1545 | MATERIAL | OTHERMATERIALS | MR12185 | Variable Frequency Drive (VFD) Starter - 241 to 250 HP | 705800 | each | 01-08- 2026 | 01-01- 2060 | 2026-07-31
1546 | MATERIAL | OTHERMATERIALS | MR12186 | Variable Frequency Drive (VFD) Starter - 251 to 260 HP | 1994937 | each | 01-08- 2026 | 01-01- 2060 | 2026-07-31
1547 | MATERIAL | OTHERMATERIALS | MR12187 | Variable Frequency Drive (VFD) Starter -261 to 270 HP | 2071666 | each | 01-08- 2026 | 01-01- 2060 | 2026-07-31
1548 | MATERIAL | OTHERMATERIALS | MR12188 | Variable Frequency Drive (VFD) Starter - 271 to 280 HP | 2148394 | each | 01-08- 2026 | 01-01- 2060 | 2026-07-31
1549 | MATERIAL | OTHERMATERIALS | MR12189 | Variable Frequency Drive (VFD) Starter - 281 to 290 HP | 2225123 | each | 01-08- 2026 | 01-01- 2060 | 2026-07-31
1550 | MATERIAL | OTHERMATERIALS | MR12190 | Variable Frequency Drive (VFD) Starter - 291 to 300 HP | 2301850 | each | 01-08- 2026 | 01-01- 2060 | 2026-07-31
1551 | MATERIAL | OTHERMATERIALS | MR12191 | Variable Frequency Drive (VFD) Starter - 301 to 310 HP | 783590 | each | 01-08- 2026 | 01-01- 2060 | 2026-07-31
1552 | MATERIAL | OTHERMATERIALS | MR12192 | Variable Frequency Drive (VFD) Starter - 311 to 320 HP | 783590 | each | 01-08- 2026 | 01-01- 2060 | 2026-07-31
1553 | MATERIAL | OTHERMATERIALS | MR12193 | Variable Frequency Drive (VFD) Starter - 321 to 330 HP | 783590 | each | 01-08- 2026 | 01-01- 2060 | 2026-07-31
1554 | MATERIAL | OTHERMATERIALS | MR12194 | Variable Frequency Drive (VFD) Starter - 331 to 340 HP | 783590 | each | 01-08- 2026 | 01-01- 2060 | 2026-07-31
1555 | MATERIAL | OTHERMATERIALS | MR12195 | Variable Frequency Drive (VFD) Starter - 341 to 350 HP | 783590 | each | 01-08- 2026 | 01-01- 2060 | 2026-07-31
1556 | MATERIAL | OTHERMATERIALS | MR12196 | Variable Frequency Drive (VFD) Starter - 351 to 360 HP | 974553 | each | 01-08- 2026 | 01-01- 2060 | 2026-07-31
1557 | MATERIAL | OTHERMATERIALS | MR12197 | Variable Frequency Drive (VFD) Starter - 361 to 370 HP | 974553 | each | 01-08- 2026 | 01-01- 2060 | 2026-07-31
1558 | MATERIAL | OTHERMATERIALS | MR12198 | Variable Frequency Drive (VFD) Starter - 371 to 380 HP | 974553 | each | 01-08- 2026 | 01-01- 2060 | 2026-07-31
1559 | MATERIAL | OTHERMATERIALS | MR12199 | Variable Frequency Drive (VFD) Starter - 381 to 390 HP | 974553 | each | 01-08- 2026 | 01-01- 2060 | 2026-07-31
1560 | MATERIAL | OTHERMATERIALS | MR12200 | Variable Frequency Drive (VFD) Starter -391 to 400 HP | 974553 | each | 01-08- 2026 | 01-01- 2060 | 2026-07-31
1561 | MATERIAL | OTHERMATERIALS | MR12201 | Variable Frequency Drive (VFD) Starter - 401 to 410 HP | 998775 | each | 01-08- 2026 | 01-01- 2060 | 2026-07-31
1562 | MATERIAL | OTHERMATERIALS | MR12202 | Variable Frequency Drive (VFD) Starter - 411 to 420 HP | 998775 | each | 01-08- 2026 | 01-01- 2060 | 2026-07-31
1563 | MATERIAL | OTHERMATERIALS | MR12203 | Variable Frequency Drive (VFD) Starter - 421 to 430 HP | 998775 | each | 01-08- 2026 | 01-01- 2060 | 2026-07-31
1564 | MATERIAL | OTHERMATERIALS | MR12204 | Variable Frequency Drive (VFD) Starter - 431 to 440 HP | 998775 | each | 01-08- 2026 | 01-01- 2060 | 2026-07-31
1565 | MATERIAL | OTHERMATERIALS | MR12205 | Variable Frequency Drive (VFD) Starter - 441 to 450 HP | 998775 | each | 01-08- 2026 | 01-01- 2060 | 2026-07-31
1566 | MATERIAL | OTHERMATERIALS | MR12206 | Star Delta Starter - Up to 10 HP | 13232 | each | 01-08- 2026 | 01-01- 2060 | 2026-07-31
1567 | MATERIAL | OTHERMATERIALS | MR12207 | Star Delta Starter - 11 to 20 HP | 13232 | each | 01-08- 2026 | 01-01- 2060 | 2026-07-31
1568 | MATERIAL | OTHERMATERIALS | MR12208 | Star Delta Starter - 21 to 30 HP | 15277 | each | 01-08- 2026 | 01-01- 2060 | 2026-07-31
1569 | MATERIAL | OTHERMATERIALS | MR12209 | Star Delta Starter -31 to 40 HP | 16419 | each | 01-08- 2026 | 01-01- 2060 | 2026-07-31
1570 | MATERIAL | OTHERMATERIALS | MR12210 | Star Delta Starter - 41 to 50 HP | 20350 | each | 01-08- 2026 | 01-01- 2060 | 2026-07-31
1571 | MATERIAL | OTHERMATERIALS | MR12211 | Star Delta Starter - 51 to 60 HP | 22515 | each | 01-08- 2026 | 01-01- 2060 | 2026-07-31
1572 | MATERIAL | OTHERMATERIALS | MR12212 | Star Delta Starter - 61 to 70 HP | 28530 | each | 01-08- 2026 | 01-01- 2060 | 2026-07-31
1573 | MATERIAL | OTHERMATERIALS | MR12213 | Star Delta Starter - 71 to 80 HP | 31537 | each | 01-08- 2026 | 01-01- 2060 | 2026-07-31
1574 | MATERIAL | OTHERMATERIALS | MR12214 | Star Delta Starter - 81 to 90 HP | 31537 | each | 01-08- 2026 | 01-01- 2060 | 2026-07-31
1575 | MATERIAL | OTHERMATERIALS | MR12215 | Star Delta Starter - 91 to 100 HP | 31537 | each | 01-08- 2026 | 01-01- 2060 | 2026-07-31
1576 | MATERIAL | OTHERMATERIALS | MR12216 | Star Delta Starter - 101 to 110 HP | 37352 | each | 01-08- 2026 | 01-01- 2060 | 2026-07-31
1577 | MATERIAL | OTHERMATERIALS | MR12217 | Star Delta Starter - 111 to 120 HP | 37352 | each | 01-08- 2026 | 01-01- 2060 | 2026-07-31
1578 | MATERIAL | OTHERMATERIALS | MR12218 | Star Delta Starter - 121 to 125 HP | 44810 | each | 01-08- 2026 | 01-01- 2060 | 2026-07-31
1579 | MATERIAL | OTHERMATERIALS | MR12219 | Star Delta Starter - 126 to 130 HP | 44810 | each | 01-08- 2026 | 01-01- 2060 | 2026-07-31
1580 | MATERIAL | OTHERMATERIALS | MR12220 | Star Delta Starter - 131 to 140 HP | 44810 | each | 01-08- 2026 | 01-01- 2060 | 2026-07-31
1581 | MATERIAL | OTHERMATERIALS | MR12221 | Star Delta Starter - 141 to 150 HP | 44810 | each | 01-08- 2026 | 01-01- 2060 | 2026-07-31
1582 | MATERIAL | OTHERMATERIALS | MR12222 | Soft Starter - HT - 3.3 KV - 201 to 250 HP | 897842 | each | 01-08- 2026 | 01-01- 2060 | 2026-07-31
1583 | MATERIAL | OTHERMATERIALS | MR12223 | Soft Starter - HT - 3.3 KV - 251 to 300 HP | 940000 | each | 01-08- 2026 | 01-01- 2060 | 2026-07-31
1584 | MATERIAL | OTHERMATERIALS | MR12224 | Soft Starter - HT - 3.3 KV -301 to 350 HP | 967310 | each | 01-08- 2026 | 01-01- 2060 | 2026-07-31
1585 | MATERIAL | OTHERMATERIALS | MR12225 | Soft Starter - HT - 3.3 KV -351 to 400 HP | 1080000 | each | 01-08- 2026 | 01-01- 2060 | 2026-07-31
1586 | MATERIAL | OTHERMATERIALS | MR12226 | Soft Starter - HT - 3.3 KV -401 to 450 HP | 1120000 | each | 01-08- 2026 | 01-01- 2060 | 2026-07-31
1587 | MATERIAL | OTHERMATERIALS | MR12227 | Soft Starter - HT - 3.3 KV -451 to 500 HP | 1188628 | each | 01-08- 2026 | 01-01- 2060 | 2026-07-31
1588 | MATERIAL | OTHERMATERIALS | MR12228 | Soft Starter - HT - 6.6 KV - 501 to 600 HP | 1225000 | each | 01-08- 2026 | 01-01- 2060 | 2026-07-31
1589 | MATERIAL | OTHERMATERIALS | MR12229 | Soft Starter - HT - 6.6 KV -601 to 700 HP | 1235610 | each | 01-08- 2026 | 01-01- 2060 | 2026-07-31
1590 | MATERIAL | OTHERMATERIALS | MR12230 | Soft Starter - HT - 6.6 KV -701 to 800 HP | 1255010 | each | 01-08- 2026 | 01-01- 2060 | 2026-07-31
1591 | MATERIAL | OTHERMATERIALS | MR12231 | Soft Starter - HT - 6.6 KV -801 to 900 HP | 1266600 | each | 01-08- 2026 | 01-01- 2060 | 2026-07-31
1592 | MATERIAL | OTHERMATERIALS | MR12232 | Soft Starter - HT - 6.6 KV - 901 to 1000 HP | 1295000 | each | 01-08- 2026 | 01-01- 2060 | 2026-07-31
1593 | MATERIAL | OTHERMATERIALS | MR12233 | Horizontal TEFC Squirrel Cage Induction Motors - 2 Pole - 0.37 KW | 7636 | each | 01-08- 2026 | 01-01- 2060 | 2026-07-31
1594 | MATERIAL | OTHERMATERIALS | MR12234 | Horizontal TEFC Squirrel Cage Induction Motors - 2 Pole - 0.55 KW | 8832 | each | 01-08- 2026 | 01-01- 2060 | 2026-07-31
1595 | MATERIAL | OTHERMATERIALS | MR12235 | Horizontal TEFC Squirrel Cage Induction Motors - 2 Pole - 0.75 KW | 5480 | each | 01-08- 2026 | 01-01- 2060 | 2026-07-31
1596 | MATERIAL | OTHERMATERIALS | MR12236 | Horizontal TEFC Squirrel Cage Induction Motors - 2 Pole - 1.1 KW | 5650 | each | 01-08- 2026 | 01-01- 2060 | 2026-07-31
1597 | MATERIAL | OTHERMATERIALS | MR12237 | Horizontal TEFC Squirrel Cage Induction Motors - 2 Pole - 1.5 KW | 6670 | each | 01-08- 2026 | 01-01- 2060 | 2026-07-31
1598 | MATERIAL | OTHERMATERIALS | MR12238 | Horizontal TEFC Squirrel Cage Induction Motors - 2 Pole - 2.2 KW | 8570 | each | 01-08- 2026 | 01-01- 2060 | 2026-07-31
1599 | MATERIAL | OTHERMATERIALS | MR12239 | Horizontal TEFC Squirrel Cage Induction Motors - 2 Pole - 3 KW | 17538 | each | 01-08- 2026 | 01-01- 2060 | 2026-07-31
1600 | MATERIAL | OTHERMATERIALS | MR12240 | Horizontal TEFC Squirrel Cage Induction Motors - 2 Pole - 3.7 KW | 10330 | each | 01-08- 2026 | 01-01- 2060 | 2026-07-31
1601 | MATERIAL | OTHERMATERIALS | MR12241 | Horizontal TEFC Squirrel Cage Induction Motors - 2 Pole - 5.5 KW | 18620 | each | 01-08- 2026 | 01-01- 2060 | 2026-07-31
1602 | MATERIAL | OTHERMATERIALS | MR12242 | Horizontal TEFC Squirrel Cage Induction Motors - 2 Pole - 7.5 KW | 19640 | each | 01-08- 2026 | 01-01- 2060 | 2026-07-31
1603 | MATERIAL | OTHERMATERIALS | MR12243 | Horizontal TEFC Squirrel Cage Induction Motors - 2 Pole - 9.3 KW | 32640 | each | 01-08- 2026 | 01-01- 2060 | 2026-07-31
1604 | MATERIAL | OTHERMATERIALS | MR12244 | Horizontal TEFC Squirrel Cage Induction Motors - 2 Pole - 11 KW | 33600 | each | 01-08- 2026 | 01-01- 2060 | 2026-07-31
1605 | MATERIAL | OTHERMATERIALS | MR12245 | Horizontal TEFC Squirrel Cage Induction Motors - 2 Pole - 15 KW | 37290 | each | 01-08- 2026 | 01-01- 2060 | 2026-07-31
1606 | MATERIAL | OTHERMATERIALS | MR12246 | Horizontal TEFC Squirrel Cage Induction Motors - 2 Pole - 18.5 KW | 47800 | each | 01-08- 2026 | 01-01- 2060 | 2026-07-31
1607 | MATERIAL | OTHERMATERIALS | MR12247 | Horizontal TEFC Squirrel Cage Induction Motors - 2 Pole - 22 KW | 50000 | each | 01-08- 2026 | 01-01- 2060 | 2026-07-31
1608 | MATERIAL | OTHERMATERIALS | MR12248 | Horizontal TEFC Squirrel Cage Induction Motors - 2 Pole - 30 KW | 75600 | each | 01-08- 2026 | 01-01- 2060 | 2026-07-31
1609 | MATERIAL | OTHERMATERIALS | MR12249 | Horizontal TEFC Squirrel Cage Induction Motors - 2 Pole - 37 KW | 89900 | each | 01-08- 2026 | 01-01- 2060 | 2026-07-31
1610 | MATERIAL | OTHERMATERIALS | MR12250 | Horizontal TEFC Squirrel Cage Induction Motors - 2 Pole - 45 KW | 111800 | each | 01-08- 2026 | 01-01- 2060 | 2026-07-31
1611 | MATERIAL | OTHERMATERIALS | MR12251 | Horizontal TEFC Squirrel Cage Induction Motors - 2 Pole - 55 KW | 144900 | each | 01-08- 2026 | 01-01- 2060 | 2026-07-31
1612 | MATERIAL | OTHERMATERIALS | MR12252 | Horizontal TEFC Squirrel Cage Induction Motors - 2 Pole - 75 KW | 184100 | each | 01-08- 2026 | 01-01- 2060 | 2026-07-31
1613 | MATERIAL | OTHERMATERIALS | MR12253 | Horizontal TEFC Squirrel Cage Induction Motors - 2 Pole - 90 KW | 201100 | each | 01-08- 2026 | 01-01- 2060 | 2026-07-31
1614 | MATERIAL | OTHERMATERIALS | MR12254 | Horizontal TEFC Squirrel Cage Induction Motors - 2 Pole - 110 KW | 286300 | each | 01-08- 2026 | 01-01- 2060 | 2026-07-31
1615 | MATERIAL | OTHERMATERIALS | MR12255 | Horizontal TEFC Squirrel Cage Induction Motors - 2 Pole - 132 KW | 340700 | each | 01-08- 2026 | 01-01- 2060 | 2026-07-31
1616 | MATERIAL | OTHERMATERIALS | MR12256 | Horizontal TEFC Squirrel Cage Induction Motors - 2 Pole - 160 KW | 369800 | each | 01-08- 2026 | 01-01- 2060 | 2026-07-31
1617 | MATERIAL | OTHERMATERIALS | MR12257 | Horizontal TEFC Squirrel Cage Induction Motors - 2 Pole - 180 KW | 389400 | each | 01-08- 2026 | 01-01- 2060 | 2026-07-31
1618 | MATERIAL | OTHERMATERIALS | MR12258 | Horizontal TEFC Squirrel Cage Induction Motors - 2 Pole - 200 KW | 413000 | each | 01-08- 2026 | 01-01- 2060 | 2026-07-31
1619 | MATERIAL | OTHERMATERIALS | MR12259 | Horizontal TEFC Squirrel Cage Induction Motors - 2 Pole - 225 KW | 481400 | each | 01-08- 2026 | 01-01- 2060 | 2026-07-31
1620 | MATERIAL | OTHERMATERIALS | MR12260 | Horizontal TEFC Squirrel Cage Induction Motors - 2 Pole - 250 KW | 498100 | each | 01-08- 2026 | 01-01- 2060 | 2026-07-31
1621 | MATERIAL | OTHERMATERIALS | MR12261 | Horizontal TEFC Squirrel Cage Induction Motors - 2 Pole - 275 KW | 528500 | each | 01-08- 2026 | 01-01- 2060 | 2026-07-31
1622 | MATERIAL | OTHERMATERIALS | MR12262 | Horizontal TEFC Squirrel Cage Induction Motors - 2 Pole - 315 KW | 565800 | each | 01-08- 2026 | 01-01- 2060 | 2026-07-31
1623 | MATERIAL | OTHERMATERIALS | MR12263 | Horizontal TEFC Squirrel Cage Induction Motors - 4 Pole - 0.37 KW | 6988 | each | 01-08- 2026 | 01-01- 2060 | 2026-07-31
1624 | MATERIAL | OTHERMATERIALS | MR12264 | Horizontal TEFC Squirrel Cage Induction Motors - 4 Pole - 0.55 KW | 5100 | each | 01-08- 2026 | 01-01- 2060 | 2026-07-31
1625 | MATERIAL | OTHERMATERIALS | MR12265 | Horizontal TEFC Squirrel Cage Induction Motors - 4 Pole - 0.75 KW | 5400 | each | 01-08- 2026 | 01-01- 2060 | 2026-07-31
1626 | MATERIAL | OTHERMATERIALS | MR12266 | Horizontal TEFC Squirrel Cage Induction Motors - 4 Pole - 1.1 KW | 6750 | each | 01-08- 2026 | 01-01- 2060 | 2026-07-31
1627 | MATERIAL | OTHERMATERIALS | MR12267 | Horizontal TEFC Squirrel Cage Induction Motors - 4 Pole - 1.5 KW | 8000 | each | 01-08- 2026 | 01-01- 2060 | 2026-07-31
1628 | MATERIAL | OTHERMATERIALS | MR12268 | Horizontal TEFC Squirrel Cage Induction Motors - 4 Pole - 2.2 KW | 9400 | each | 01-08- 2026 | 01-01- 2060 | 2026-07-31
1629 | MATERIAL | OTHERMATERIALS | MR12269 | Horizontal TEFC Squirrel Cage Induction Motors - 4 Pole - 3 KW | 17492 | each | 01-08- 2026 | 01-01- 2060 | 2026-07-31
1630 | MATERIAL | OTHERMATERIALS | MR12270 | Horizontal TEFC Squirrel Cage Induction Motors - 4 Pole - 3.7 KW | 12600 | each | 01-08- 2026 | 01-01- 2060 | 2026-07-31
1631 | MATERIAL | OTHERMATERIALS | MR12271 | Horizontal TEFC Squirrel Cage Induction Motors - 4 Pole - 5.5 KW | 17900 | each | 01-08- 2026 | 01-01- 2060 | 2026-07-31
1632 | MATERIAL | OTHERMATERIALS | MR12272 | Horizontal TEFC Squirrel Cage Induction Motors - 4 Pole - 7.5 KW | 20150 | each | 01-08- 2026 | 01-01- 2060 | 2026-07-31
1633 | MATERIAL | OTHERMATERIALS | MR12273 | Horizontal TEFC Squirrel Cage Induction Motors - 4 Pole - 9.3 KW | 32150 | each | 01-08- 2026 | 01-01- 2060 | 2026-07-31
1634 | MATERIAL | OTHERMATERIALS | MR12274 | Horizontal TEFC Squirrel Cage Induction Motors - 4 Pole - 11 KW | 33450 | each | 01-08- 2026 | 01-01- 2060 | 2026-07-31
1635 | MATERIAL | OTHERMATERIALS | MR12275 | Horizontal TEFC Squirrel Cage Induction Motors - 4 Pole - 15 KW | 41950 | each | 01-08- 2026 | 01-01- 2060 | 2026-07-31
1636 | MATERIAL | OTHERMATERIALS | MR12276 | Horizontal TEFC Squirrel Cage Induction Motors - 4 Pole - 18.5 KW | 52280 | each | 01-08- 2026 | 01-01- 2060 | 2026-07-31
1637 | MATERIAL | OTHERMATERIALS | MR12277 | Horizontal TEFC Squirrel Cage Induction Motors - 4 Pole - 22 KW | 56800 | each | 01-08- 2026 | 01-01- 2060 | 2026-07-31
1638 | MATERIAL | OTHERMATERIALS | MR12278 | Horizontal TEFC Squirrel Cage Induction Motors - 4 Pole - 30 KW | 79200 | each | 01-08- 2026 | 01-01- 2060 | 2026-07-31
1639 | MATERIAL | OTHERMATERIALS | MR12279 | Horizontal TEFC Squirrel Cage Induction Motors - 4 Pole - 37 KW | 88800 | each | 01-08- 2026 | 01-01- 2060 | 2026-07-31
1640 | MATERIAL | OTHERMATERIALS | MR12280 | Horizontal TEFC Squirrel Cage Induction Motors - 4 Pole - 45 KW | 104360 | each | 01-08- 2026 | 01-01- 2060 | 2026-07-31
1641 | MATERIAL | OTHERMATERIALS | MR12281 | Horizontal TEFC Squirrel Cage Induction Motors - 4 Pole - 55 KW | 137240 | each | 01-08- 2026 | 01-01- 2060 | 2026-07-31
1642 | MATERIAL | OTHERMATERIALS | MR12282 | Horizontal TEFC Squirrel Cage Induction Motors - 4 Pole - 75 KW | 170890 | each | 01-08- 2026 | 01-01- 2060 | 2026-07-31
1643 | MATERIAL | OTHERMATERIALS | MR12283 | Horizontal TEFC Squirrel Cage Induction Motors - 4 Pole - 90 KW | 197800 | each | 01-08- 2026 | 01-01- 2060 | 2026-07-31
1644 | MATERIAL | OTHERMATERIALS | MR12284 | Horizontal TEFC Squirrel Cage Induction Motors - 4 Pole - 110 KW | 244800 | each | 01-08- 2026 | 01-01- 2060 | 2026-07-31
1645 | MATERIAL | OTHERMATERIALS | MR12285 | Horizontal TEFC Squirrel Cage Induction Motors - 4 Pole - 132 KW | 287000 | each | 01-08- 2026 | 01-01- 2060 | 2026-07-31
1646 | MATERIAL | OTHERMATERIALS | MR12286 | Horizontal TEFC Squirrel Cage Induction Motors - 4 Pole - 160 KW | 345600 | each | 01-08- 2026 | 01-01- 2060 | 2026-07-31
1647 | MATERIAL | OTHERMATERIALS | MR12287 | Horizontal TEFC Squirrel Cage Induction Motors - 4 Pole - 180 KW | 360000 | each | 01-08- 2026 | 01-01- 2060 | 2026-07-31
1648 | MATERIAL | OTHERMATERIALS | MR12288 | Horizontal TEFC Squirrel Cage Induction Motors - 4 Pole - 200 KW | 378800 | each | 01-08- 2026 | 01-01- 2060 | 2026-07-31
1649 | MATERIAL | OTHERMATERIALS | MR12289 | Horizontal TEFC Squirrel Cage Induction Motors - 4 Pole - 225 KW | 474100 | each | 01-08- 2026 | 01-01- 2060 | 2026-07-31
1650 | MATERIAL | OTHERMATERIALS | MR12290 | Horizontal TEFC Squirrel Cage Induction Motors - 4 Pole - 250 KW | 514900 | each | 01-08- 2026 | 01-01- 2060 | 2026-07-31
1651 | MATERIAL | OTHERMATERIALS | MR12291 | Horizontal TEFC Squirrel Cage Induction Motors - 4 Pole - 275 KW | 515200 | each | 01-08- 2026 | 01-01- 2060 | 2026-07-31
1652 | MATERIAL | OTHERMATERIALS | MR12292 | Horizontal TEFC Squirrel Cage Induction Motors - 4 Pole - 315 KW | 596400 | each | 01-08- 2026 | 01-01- 2060 | 2026-07-31
1653 | MATERIAL | OTHERMATERIALS | MR12293 | Horizontal TEFC Squirrel Cage Induction Motors - 6 Pole - 0.37 KW | 10336 | each | 01-08- 2026 | 01-01- 2060 | 2026-07-31
1654 | MATERIAL | OTHERMATERIALS | MR12294 | Horizontal TEFC Squirrel Cage Induction Motors - 6 Pole - 0.55 KW | 5790 | each | 01-08- 2026 | 01-01- 2060 | 2026-07-31
1655 | MATERIAL | OTHERMATERIALS | MR12295 | Horizontal TEFC Squirrel Cage Induction Motors - 6 Pole - 0.75 KW | 6520 | each | 01-08- 2026 | 01-01- 2060 | 2026-07-31
1656 | MATERIAL | OTHERMATERIALS | MR12296 | Horizontal TEFC Squirrel Cage Induction Motors - 6 Pole - 1.1 KW | 7750 | each | 01-08- 2026 | 01-01- 2060 | 2026-07-31
1657 | MATERIAL | OTHERMATERIALS | MR12297 | Horizontal TEFC Squirrel Cage Induction Motors - 6 Pole - 1.5 KW | 10100 | each | 01-08- 2026 | 01-01- 2060 | 2026-07-31
1658 | MATERIAL | OTHERMATERIALS | MR12298 | Horizontal TEFC Squirrel Cage Induction Motors - 6 Pole - 2.2 KW | 11570 | each | 01-08- 2026 | 01-01- 2060 | 2026-07-31
1659 | MATERIAL | OTHERMATERIALS | MR12299 | Horizontal TEFC Squirrel Cage | 29131 | each | 01-08- | 01-01- | 2026-07-31
|  |  |  | Induction Motors - 6 Pole - 3 KW |  |  | 2026 | 2060
1660 | MATERIAL | OTHERMATERIALS | MR12300 | Horizontal TEFC Squirrel Cage Induction Motors - 6 Pole - 3.7 KW | 17840 | each | 01-08- 2026 | 01-01- 2060 | 2026-07-31
1661 | MATERIAL | OTHERMATERIALS | MR12301 | Horizontal TEFC Squirrel Cage Induction Motors - 6 Pole - 5.5 KW | 21540 | each | 01-08- 2026 | 01-01- 2060 | 2026-07-31
1662 | MATERIAL | OTHERMATERIALS | MR12302 | Horizontal TEFC Squirrel Cage Induction Motors - 6 Pole - 7.5 KW | 31780 | each | 01-08- 2026 | 01-01- 2060 | 2026-07-31
1663 | MATERIAL | OTHERMATERIALS | MR12303 | Horizontal TEFC Squirrel Cage Induction Motors - 6 Pole - 9.3 KW | 36100 | each | 01-08- 2026 | 01-01- 2060 | 2026-07-31
1664 | MATERIAL | OTHERMATERIALS | MR12304 | Horizontal TEFC Squirrel Cage Induction Motors - 6 Pole - 11 KW | 39100 | each | 01-08- 2026 | 01-01- 2060 | 2026-07-31
1665 | MATERIAL | OTHERMATERIALS | MR12305 | Horizontal TEFC Squirrel Cage Induction Motors - 6 Pole - 15 KW | 51000 | each | 01-08- 2026 | 01-01- 2060 | 2026-07-31
1666 | MATERIAL | OTHERMATERIALS | MR12306 | Horizontal TEFC Squirrel Cage Induction Motors - 6 Pole - 18.5 KW | 68180 | each | 01-08- 2026 | 01-01- 2060 | 2026-07-31
1667 | MATERIAL | OTHERMATERIALS | MR12307 | Horizontal TEFC Squirrel Cage Induction Motors - 6 Pole - 22 KW | 74570 | each | 01-08- 2026 | 01-01- 2060 | 2026-07-31
1668 | MATERIAL | OTHERMATERIALS | MR12308 | Horizontal TEFC Squirrel Cage Induction Motors - 6 Pole - 30 KW | 103800 | each | 01-08- 2026 | 01-01- 2060 | 2026-07-31
1669 | MATERIAL | OTHERMATERIALS | MR12309 | Horizontal TEFC Squirrel Cage Induction Motors - 6 Pole - 37 KW | 130400 | each | 01-08- 2026 | 01-01- 2060 | 2026-07-31
1670 | MATERIAL | OTHERMATERIALS | MR12310 | Horizontal TEFC Squirrel Cage Induction Motors - 6 Pole - 45 KW | 163300 | each | 01-08- 2026 | 01-01- 2060 | 2026-07-31
1671 | MATERIAL | OTHERMATERIALS | MR12311 | Horizontal TEFC Squirrel Cage Induction Motors - 6 Pole - 55 KW | 187500 | each | 01-08- 2026 | 01-01- 2060 | 2026-07-31
1672 | MATERIAL | OTHERMATERIALS | MR12312 | Horizontal TEFC Squirrel Cage Induction Motors - 6 Pole - 75 KW | 219100 | each | 01-08- 2026 | 01-01- 2060 | 2026-07-31
1673 | MATERIAL | OTHERMATERIALS | MR12313 | Horizontal TEFC Squirrel Cage Induction Motors - 6 Pole - 90 KW | 274200 | each | 01-08- 2026 | 01-01- 2060 | 2026-07-31
1674 | MATERIAL | OTHERMATERIALS | MR12314 | Horizontal TEFC Squirrel Cage Induction Motors - 6 Pole - 110 KW | 305700 | each | 01-08- 2026 | 01-01- 2060 | 2026-07-31
1675 | MATERIAL | OTHERMATERIALS | MR12315 | Horizontal TEFC Squirrel Cage Induction Motors - 6 Pole - 132 KW | 356900 | each | 01-08- 2026 | 01-01- 2060 | 2026-07-31
1676 | MATERIAL | OTHERMATERIALS | MR12316 | Horizontal TEFC Squirrel Cage Induction Motors - 6 Pole - 160 KW | 405100 | each | 01-08- 2026 | 01-01- 2060 | 2026-07-31
1677 | MATERIAL | OTHERMATERIALS | MR12317 | Horizontal TEFC Squirrel Cage Induction Motors - 6 Pole - 180 KW | 459100 | each | 01-08- 2026 | 01-01- 2060 | 2026-07-31
1678 | MATERIAL | OTHERMATERIALS | MR12318 | Horizontal TEFC Squirrel Cage Induction Motors - 6 Pole - 200 KW | 491500 | each | 01-08- 2026 | 01-01- 2060 | 2026-07-31
1679 | MATERIAL | OTHERMATERIALS | MR12319 | Horizontal TEFC Squirrel Cage Induction Motors - 6 Pole - 225 KW | 506200 | each | 01-08- 2026 | 01-01- 2060 | 2026-07-31
1680 | MATERIAL | OTHERMATERIALS | MR12320 | Horizontal TEFC Squirrel Cage Induction Motors - 6 Pole - 250 KW | 541300 | each | 01-08- 2026 | 01-01- 2060 | 2026-07-31
1681 | MATERIAL | OTHERMATERIALS | MR12321 | Horizontal TEFC Squirrel Cage Induction Motors - 6 Pole - 275 KW | 629300 | each | 01-08- 2026 | 01-01- 2060 | 2026-07-31
1682 | MATERIAL | OTHERMATERIALS | MR12322 | Horizontal TEFC Squirrel Cage Induction Motors - 6 Pole - 315 KW | 779000 | each | 01-08- 2026 | 01-01- 2060 | 2026-07-31
1683 | MATERIAL | OTHERMATERIALS | MR12323 | Horizontal TEFC Squirrel Cage Induction Motors - 8 Pole - 0.37 KW | 12500 | each | 01-08- 2026 | 01-01- 2060 | 2026-07-31
1684 | MATERIAL | OTHERMATERIALS | MR12324 | Horizontal TEFC Squirrel Cage Induction Motors - 8 Pole - 0.55 | 13615 | each | 01-08- 2026 | 01-01- 2060 | 2026-07-31
KW
1685 | MATERIAL | OTHERMATERIALS | MR12325 | Horizontal TEFC Squirrel Cage Induction Motors - 8 Pole - 0.75 KW | 16751 | each | 01-08- 2026 | 01-01- 2060 | 2026-07-31
1686 | MATERIAL | OTHERMATERIALS | MR12326 | Horizontal TEFC Squirrel Cage Induction Motors - 8 Pole -1.1 KW | 20385 | each | 01-08- 2026 | 01-01- 2060 | 2026-07-31
1687 | MATERIAL | OTHERMATERIALS | MR12327 | Horizontal TEFC Squirrel Cage Induction Motors - 8 Pole - 1.5 KW | 23621 | each | 01-08- 2026 | 01-01- 2060 | 2026-07-31
1688 | MATERIAL | OTHERMATERIALS | MR12328 | Horizontal TEFC Squirrel Cage Induction Motors - 8 Pole - 2.2 KW | 31262 | each | 01-08- 2026 | 01-01- 2060 | 2026-07-31
1689 | MATERIAL | OTHERMATERIALS | MR12329 | Horizontal TEFC Squirrel Cage Induction Motors - 8 Pole - 3 KW | 48084 | each | 01-08- 2026 | 01-01- 2060 | 2026-07-31
1690 | MATERIAL | OTHERMATERIALS | MR12330 | Horizontal TEFC Squirrel Cage Induction Motors - 8 Pole - 3.7 KW | 51901 | each | 01-08- 2026 | 01-01- 2060 | 2026-07-31
1691 | MATERIAL | OTHERMATERIALS | MR12331 | Horizontal TEFC Squirrel Cage Induction Motors - 8 Pole - 5.5 KW | 63198 | each | 01-08- 2026 | 01-01- 2060 | 2026-07-31
1692 | MATERIAL | OTHERMATERIALS | MR12332 | Horizontal TEFC Squirrel Cage Induction Motors - 8 Pole - 7.5 KW | 77930 | each | 01-08- 2026 | 01-01- 2060 | 2026-07-31
1693 | MATERIAL | OTHERMATERIALS | MR12333 | Horizontal TEFC Squirrel Cage Induction Motors - 8 Pole - 9.3 KW | 101342 | each | 01-08- 2026 | 01-01- 2060 | 2026-07-31
1694 | MATERIAL | OTHERMATERIALS | MR12334 | Horizontal TEFC Squirrel Cage Induction Motors - 8 Pole - 11 KW | 106874 | each | 01-08- 2026 | 01-01- 2060 | 2026-07-31
1695 | MATERIAL | OTHERMATERIALS | MR12335 | Horizontal TEFC Squirrel Cage Induction Motors - 8 Pole -15 KW | 149035 | each | 01-08- 2026 | 01-01- 2060 | 2026-07-31
1696 | MATERIAL | OTHERMATERIALS | MR12336 | Horizontal TEFC Squirrel Cage Induction Motors - 8 Pole -18.5 KW | 191257 | each | 01-08- 2026 | 01-01- 2060 | 2026-07-31
1697 | MATERIAL | OTHERMATERIALS | MR12337 | Horizontal TEFC Squirrel Cage Induction Motors - 8 Pole - 22 KW | 229942 | each | 01-08- 2026 | 01-01- 2060 | 2026-07-31
1698 | MATERIAL | OTHERMATERIALS | MR12338 | Horizontal TEFC Squirrel Cage Induction Motors - 8 Pole - 30 KW | 289198 | each | 01-08- 2026 | 01-01- 2060 | 2026-07-31
1699 | MATERIAL | OTHERMATERIALS | MR12339 | Horizontal TEFC Squirrel Cage Induction Motors - 8 Pole - 37 KW | 310450 | each | 01-08- 2026 | 01-01- 2060 | 2026-07-31
1700 | MATERIAL | OTHERMATERIALS | MR12340 | Horizontal TEFC Squirrel Cage Induction Motors - 8 Pole - 45 KW | 404858 | each | 01-08- 2026 | 01-01- 2060 | 2026-07-31
1701 | MATERIAL | OTHERMATERIALS | MR12341 | Horizontal TEFC Squirrel Cage Induction Motors - 8 Pole - 55 KW | 445528 | each | 01-08- 2026 | 01-01- 2060 | 2026-07-31
1702 | MATERIAL | OTHERMATERIALS | MR12342 | Horizontal TEFC Squirrel Cage Induction Motors - 8 Pole - 75 KW | 542376 | each | 01-08- 2026 | 01-01- 2060 | 2026-07-31
1703 | MATERIAL | OTHERMATERIALS | MR12343 | Horizontal TEFC Squirrel Cage Induction Motors - 8 Pole - 90 KW | 673465 | each | 01-08- 2026 | 01-01- 2060 | 2026-07-31
1704 | MATERIAL | OTHERMATERIALS | MR12344 | Horizontal TEFC Squirrel Cage Induction Motors - 8 Pole - 110 KW | 800878 | each | 01-08- 2026 | 01-01- 2060 | 2026-07-31
1705 | MATERIAL | OTHERMATERIALS | MR12345 | Horizontal TEFC Squirrel Cage Induction Motors - 8 Pole - 132 KW | 917570 | each | 01-08- 2026 | 01-01- 2060 | 2026-07-31
1706 | MATERIAL | OTHERMATERIALS | MR12346 | Horizontal TEFC Squirrel Cage Induction Motors - 8 Pole - 200 KW | 1160936 | each | 01-08- 2026 | 01-01- 2060 | 2026-07-31
1707 | MATERIAL | OTHERMATERIALS | MR12347 | Horizontal TEFC Squirrel Cage Induction Motors - 8 Pole - 225 KW | 1243677 | each | 01-08- 2026 | 01-01- 2060 | 2026-07-31
1708 | MATERIAL | OTHERMATERIALS | MR12348 | Horizontal TEFC Squirrel Cage Induction Motors - 8 Pole - 250 KW | 1747314 | each | 01-08- 2026 | 01-01- 2060 | 2026-07-31
1709 | MATERIAL | OTHERMATERIALS | MR12349 | Horizontal TEFC Squirrel Cage Induction Motors - 8 Pole - 275 KW | 2550000 | each | 01-08- 2026 | 01-01- 2060 | 2026-07-31
1710 | MATERIAL | OTHERMATERIALS | MR12350 | Horizontal TEFC Squirrel Cage Induction Motors - 8 Pole - 315 | 2850000 | each | 01-08- 2026 | 01-01- 2060 | 2026-07-31
KW
1711 | SERVICE |  | MR20001 | Mobilization including transportation of all necessary plant and equipment's and materials of boring, field testing and sampling and demobilization after completing the work - For machine boring. | 15798 | set | 01-08- 2026 | 01-01- 2060 | 2026-07-31
1712 | SERVICE |  | MR20002 | Mobilization including transportation of all necessary plant and equipment's and materials of boring, field testing and sampling and demobilization after completing the work - For hand boring. | 8173 | set | 01-08- 2026 | 01-01- 2060 | 2026-07-31
1713 | SERVICE |  | MR20003 | Setting up boring at each bore hole locations including carrying all necessary plant, equipment and materials of boring and field tests and collection of samples at each bore hole location - For machine boring. | 3000 | Bore Holes | 01-08- 2026 | 01-01- 2060 | 2026-07-31
1714 | SERVICE |  | MR20004 | Setting up boring at each bore hole locations including carrying all necessary plant, equipment and materials of boring and field tests and collection of samples at each bore hole location - For hand boring. | 600 | Bore Holes | 01-08- 2026 | 01-01- 2060 | 2026-07-31
1715 | SERVICE |  | MR20005 | Boring with rotary power drilling equipment's in - all types of soil having N value less than 50 excluding hard rock, soft rock or medium rock for strata upto 10m including conducting necessary S.P.T and recovery of undisturbed soil samples at 5m intervals - For ordinary soil. | 923 | metre | 01-08- 2026 | 01-01- 2060 | 2026-07-31
1716 | SERVICE |  | MR20006 | Boring with rotary power drilling equipment's in - all types of soil having N value less than 50 excluding hard rock, soft rock or medium rock for strata upto 10m including conducting necessary S.P.T and recovery of undisturbed soil samples at 5m intervals - For under water. | 1200 | metre | 01-08- 2026 | 01-01- 2060 | 2026-07-31
1717 | SERVICE |  | MR20007 | Boring with rotary power drilling equipment's in - all types of soil having N value less than 50 excluding hard rock, soft rock or medium rock for strata next 10m and upto a depth of 20m including conducting necessary S.P.T and recovery of undisturbed soil samples at 5m intervals - For ordinary soil. | 1025 | metre | 01-08- 2026 | 01-01- 2060 | 2026-07-31
1718 | SERVICE |  | MR20008 | Boring with rotary power drilling equipment's in - all types of soil having N value less than 50 excluding hard rock, soft rock or medium rock for strata next 10m and upto a depth of 20m including conducting necessary S.P.T and recovery of undisturbed soil samples at 5m intervals - For under water. | 1300 | metre | 01-08- 2026 | 01-01- 2060 | 2026-07-31
1719 | SERVICE |  | MR20009 | Boring with rotary power drilling equipment's in - all types of soil having N value less than 50 excluding hard rock, soft rock or medium rock for strata next 10m and upto a depth of 30m including conducting necessary S.P.T and recovery of undisturbed soil samples at 5m intervals - For ordinary soil. | 1050 | metre | 01-08- 2026 | 01-01- 2060 | 2026-07-31
1720 | SERVICE |  | MR20010 | Boring with rotary power drilling equipment's in - all types of soil having N value less than 50 excluding hard rock, soft rock or medium rock for strata next 10m and upto a depth of 30m including conducting necessary S.P.T and recovery of undisturbed soil samples at 5m intervals - For under water. | 1400 | metre | 01-08- 2026 | 01-01- 2060 | 2026-07-31
1721 | SERVICE |  | MR20011 | Boring with rotary power drilling equipment's in - all types of soil having N value less than 50 excluding hard rock, soft rock or medium rock for strata above 30m depth including conducting necessary S.P.T and recovery of undisturbed soil samples at 5m intervals - For ordinary soil. | 1100 | metre | 01-08- 2026 | 01-01- 2060 | 2026-07-31
1722 | SERVICE |  | MR20012 | Boring with rotary power drilling equipment's in - all types of soil having N value less than 50 excluding hard rock, soft rock or medium rock for strata above 30m depth including conducting necessary S.P.T and recovery of undisturbed soil samples at 5m intervals - For under water. | 1500 | metre | 01-08- 2026 | 01-01- 2060 | 2026-07-31
1723 | SERVICE |  | MR20013 | Boring through all type of hard rock or similar refusal strata of N value greater than 50 using diamond core drilling bit for in land under water and banks of river. | 4941 | metre | 01-08- 2026 | 01-01- 2060 | 2026-07-31
1724 | SERVICE |  | MR20014 | Boring through all classes of rock excluding hard rocks having N value greater than 50 using tungsten carbide drilling bit - In land | 2401 | metre | 01-08- 2026 | 01-01- 2060 | 2026-07-31
1725 | SERVICE |  | MR20015 | Boring through all classes of rock excluding hard rocks having N value greater than 50 using tungsten carbide drilling bit - In Water | 2628 | metre | 01-08- 2026 | 01-01- 2060 | 2026-07-31
1726 | SERVICE |  | MR20016 | Recovering undisturbed soil samples using thin tube sampler of 75mm.to 100mm length internal dia 500mm length conforming to relevant IS Code at any required depth including clearing the bore hole etc complete. | 518 | each | 01-08- 2026 | 01-01- 2060 | 2026-07-31
1727 | SERVICE |  | MR20017 | Conducting standard penetration test in bore hole at any depth. | 203 | each | 01-08- 2026 | 01-01- 2060 | 2026-07-31
1728 | SERVICE |  | MR20018 | Recovering disturbed samples and preserving the same in air tight sample containers including waxing labelling packing storing | 63 | each | 01-08- 2026 | 01-01- 2060 | 2026-07-31
including cost of containers as per IS Code.
1729 | SERVICE |  | MR20019 | Erecting platform over 2 nos of 2nd Class Boat using Mango wood planks of not less than 30 mm thick, Mango wood joists of 100 mm x 70 mm at 60 cm intervals including labour and hire of all materials and dismantling the platform after completion of work etc complete. excluding hire of boats (A Platform of minimum size 6.00 m x 5.00 m will be required) | 494 | sqm | 01-08- 2026 | 01-01- 2060 | 2026-07-31
1730 | SERVICE |  | MR20020 | Hire charges for providing 2 nos of 2nd Class boat with boatman for erecting the platform over which the boring plant is to be erected, and 1 no of 2nd Class boat with 1 boatman for conveying the departmental staff and labour engaged from the banks to platform and back etc. | 2087 | Day | 01-08- 2026 | 01-01- 2060 | 2026-07-31
1731 | SERVICE |  | MR20021 | Compilation of all field data with recommendation for a suitable foundation after conducting necessary lab test (report in triplicate) - Machine boring for 5 bore holes. | 10000 | set | 01-08- 2026 | 01-01- 2060 | 2026-07-31
1732 | SERVICE |  | MR20022 | Compilation of all field data with recommendation for a suitable foundation after conducting necessary lab test (report in triplicate) - Hand boring for 5 bore holes. | 5000 | set | 01-08- 2026 | 01-01- 2060 | 2026-07-31
1733 | SERVICE |  | MR20023 | Compilation of all field data with recommendation for a suitable foundation after conducting necessary lab test (report in triplicate) - Machine boring - Extra for additional set for bore holes exceeding 5 nos. | 2000 | set | 01-08- 2026 | 01-01- 2060 | 2026-07-31
1734 | SERVICE |  | MR20024 | Total station surveying and preparation of site plan - Plain and open area without hindrance to line of sight with 1 m contour intervals , with 5m x 5m interval. | 9703 | Hectare | 01-08- 2026 | 01-01- 2060 | 2026-07-31
1735 | SERVICE |  | MR20025 | Total station surveying and preparation of site plan - Plain built up area with hindrance to line of sight due to buildings/structures. | 11131 | Hectare | 01-08- 2026 | 01-01- 2060 | 2026-07-31
1736 | SERVICE |  | MR20026 | Total station surveying and preparation of site plan - In hilly terrain | 11790 | Hectare | 01-08- 2026 | 01-01- 2060 | 2026-07-31
1737 | SERVICE |  | MR20027 | Providing access to the site clearing site and making good for surveying in order to provide clear line of site devoid of any hindrance due to vegetation etc. and clearing areas for station points. | 4147 | Hectare | 01-08- 2026 | 01-01- 2060 | 2026-07-31
1738 | SERVICE |  | MR20028 | Cross sectional details - River. | 9 | sqm | 01-08- 2026 | 01-01- 2060 | 2026-07-31
1739 | SERVICE |  | MR20029 | Cross sectional details - Thodu. | 5 | sqm | 01-08- 2026 | 01-01- 2060 | 2026-07-31
1740 | SERVICE |  | MR20030 | Hydraulic Velocity Calculation - River. | 1294 | set | 01-08- 2026 | 01-01- 2060 | 2026-07-31
1741 | SERVICE |  | MR20031 | Hydraulic Velocity Calculation - | 808 | set | 01-08- | 01-01- | 2026-07-31
|  |  |  | Thodu. |  |  | 2026 | 2060
1742 | SERVICE |  | MR20032 | Preparation of Detailed Project Report of the bridge works containing alignment plan, key plan, contour plan , index map, longitudinal and cross section of road and River/Thodu cross section of bridge hydraulic and velocity calculations including neat filing and supplying five set DPR etc. as per the directions of the departmental officers. | 33989 | set | 01-08- 2026 | 01-01- 2060 | 2026-07-31
1743 | SERVICE |  | MR20033 | Providing access to the site,clearing site and making good to erecting and conducting soil testing transfers within the site and for any other temporary arrangements to be erected within the area in connection with conducting soil testing. | 29 | sqm | 01-08- 2026 | 01-01- 2060 | 2026-07-31
1744 | SERVICE |  | MR20034 | Structural design of building up to 1000 m2. | 65 | sqm | 01-08- 2026 | 01-01- 2060 | 2026-07-31
1745 | SERVICE |  | MR20035 | Structural design of building for additional area. | 50 | sqm | 01-08- 2026 | 01-01- 2060 | 2026-07-31
1746 | SERVICE |  | MR20036 | Preparation of structural design for infrastructures such as water tank, sump, culverts, retaining wall etc. | 0 | Percentage | 01-08- 2026 | 01-01- 2060 | 2026-07-31
1747 | SERVICE |  | MR20037 | Preparation of detailed estimate based on standard data | 0 | Percentage | 01-08- 2026 | 01-01- 2060 | 2026-07-31
1748 | SERVICE |  | MR20038 | Preparation of architectural drawing | 1 | Percentage | 01-08- 2026 | 01-01- 2060 | 2026-07-31