## Sheet1
Item Name | Unit Price | Item Unit | Main Category | Sub Category 1 | Sub Category 2
Fabrication and Installation of Common Hydrants with tap | 2655.27 | each | GWD Data | Civil Works | Hydrants
Fabrication and Installation of Individual Hydrants with tap | 1980.7 | each | GWD Data | Steel Wroks | PVC Pipes
Supply fitting of PVC Tap | 300 | each | PRICE Data | Others | UPVC Pipes
Trenching for pipe laying | 147.73 | metre | GWD Data | Civil Works | GI Pipes
Earthwork excavation in ordinary rock | 110.95 | metre | PRICE Data | Steel Wroks | Casing Pipes
Concrete Cutting for pipe laying in m3 | 2083.63 | cum | GWD Data | Others | Others
Providing and laying in position cement concrete Filling 1:2:4 in m3 | 8141.14 | cum | PRICE Data | Water Works | Hydrants
Supply fitting of ISI PVC Water Tank | 10.57 | litre | GWD Data | Civil Works | PVC Pipes
Tank connector 63mm | 305 | each | PRICE Data | Steel Wroks | UPVC Pipes
Tank connector 50mm | 235 | each | GWD Data | Others | GI Pipes
Tank connector 40mm | 210 | each | PRICE Data | Water Works | Casing Pipes
Tank connector 32mm | 185 | each | GWD Data | Civil Works | Others
Pump erection charge upto 3hp | 7952.94 | each | PRICE Data | Steel Wroks | Hydrants
Pump erection charge above 3hp upto 7.5hp | 9610.62 | each | GWD Data | Others | PVC Pipes
Pump erection charge above 7.5hp | 11268.3 | each | PRICE Data | Water Works | UPVC Pipes
Hand Pump (Deep well) Erection Charge | 5072.5 | each | GWD Data | Civil Works | GI Pipes
Hand Pump (Extra Deep well) Erection Charge | 6560.27 | each | PRICE Data | Steel Wroks | Casing Pipes
Hand pump pull out for repair and re erection | 7151.51 | each | GWD Data | Others | Others
Compressor Pump Fitting charge | 4178.74 | each | PRICE Data | Water Works | Hydrants
Pump Pull Out charge upto 3hp | 3976.47 | each | GWD Data | Civil Works | PVC Pipes
Pump Pull Out charge above 3hp upto 7.5hp | 4805.31 | each | PRICE Data | Steel Wroks | UPVC Pipes
Pump Pull Out charge above 7.5hp | 5634.15 | each | GWD Data | Others | GI Pipes
Hand Pump (Deep well) Pull Out Charge | 2536.25 | each | PRICE Data | Water Works | Casing Pipes
Hand Pump (Extra Deep well) Pull Out Charge | 3280.14 | each | GWD Data | Civil Works | Others
Compressor Pump Pull Out Charge | 2089.37 | each | PRICE Data | Steel Wroks | Hydrants
Supply fitting of Metal Gate Valve 25mm | 595.89 | each | GWD Data | Others | PVC Pipes
Supply fitting of Metal Gate Valve 32mm | 697.05 | each | PRICE Data | Water Works | UPVC Pipes
Supply fitting of Metal Gate Valve 40mm | 813.55 | each | GWD Data | Civil Works | GI Pipes
Supply fitting of Metal Gate Valve 50mm | 1042.35 | each | PRICE Data | Steel Wroks | Casing Pipes
Supply fitting of Metal Gate Valve 65mm | 1784.58 | each | GWD Data | Others | Others
Supply fitting of Metal Gate Valve 80mm | 2659.78 | each | PRICE Data | Water Works | Hydrants
Supply fitting of NRV 25mm | 572.87 | each | GWD Data | Civil Works | PVC Pipes
Supply fitting of NRV 32mm | 769.59 | each | PRICE Data | Steel Wroks | UPVC Pipes
Supply fitting of NRV 40mm | 950.24 | each | GWD Data | Others | GI Pipes
Supply fitting of NRV 50mm | 1372.01 | each | PRICE Data | Water Works | Casing Pipes
Supply fitting of NRV 65mm | 2451.2 | each | GWD Data | Civil Works | Others
Supply fitting of NRV 80mm | 3466.62 | each | PRICE Data | Steel Wroks | Hydrants
Supply fitting of PVC ball valve 25mm | 140 | each | GWD Data | Others | PVC Pipes
Supply fitting of PVC ball valve 32mm | 150 | each | PRICE Data | Water Works | UPVC Pipes
Supply fitting of PVC ball valve 40mm | 235 | each | GWD Data | Civil Works | GI Pipes
Supply fitting of PVC ball valve 50mm | 300 | each | PRICE Data | Steel Wroks | Casing Pipes
Supply fitting of PVC ball valve 63mm | 340 | each | GWD Data | Others | Others
Supply fitting of PVC ball valve 75mm | 530 | each | PRICE Data | Water Works | Hydrants
Supply fitting of PVC ball valve 90mm | 600 | each | GWD Data | Civil Works | PVC Pipes
Supply fitting of PVC ball valve 110mm | 750 | each | PRICE Data | Steel Wroks | UPVC Pipes
Supply fitting of Man hole for valve | 600 | metre | GWD Data | Others | GI Pipes
GI pipe including providing, fitting, conveyance etc (With Trenching) 25mm pipe | 437.14 | metre | PRICE Data | Water Works | Casing Pipes
GI pipe including providing, fitting, conveyance etc (With Trenching) 32mm pipe | 509.25 | metre | GWD Data | Civil Works | Others
GI pipe including providing, fitting, conveyance etc (With Trenching) 40mm pipe | 579.43 | metre | PRICE Data | Steel Wroks | Hydrants
GI pipe including providing, fitting, conveyance etc (With Trenching) 50mm pipe | 677.85 | metre | GWD Data | Others | PVC Pipes
GI pipe including providing, fitting, conveyance etc (With Trenching) 65mm pipe | 858.68 | metre | PRICE Data | Water Works | UPVC Pipes
GI pipe including providing, fitting, conveyance etc (With Trenching) 80mm pipe | 1039.02 | metre | GWD Data | Civil Works | GI Pipes
GI pipe including providing, fitting, conveyance etc (Without Trenching) 20mm pipe | 222.13 | metre | PRICE Data | Steel Wroks | Casing Pipes
GI pipe including providing, fitting, conveyance etc (Without Trenching) 25mm pipe | 318.99 | metre | GWD Data | Others | Others
GI pipe including providing, fitting, conveyance etc (Without Trenching) 32mm pipe | 391.1 | metre | PRICE Data | Water Works | Hydrants
GI pipe including providing, fitting, conveyance etc (Without Trenching) 40mm pipe | 461.24 | metre | GWD Data | Civil Works | PVC Pipes
GI pipe including providing, fitting, conveyance etc (Without Trenching) 50mm pipe | 559.66 | metre | PRICE Data | Steel Wroks | UPVC Pipes
GI pipe including providing, fitting, conveyance etc (Without Trenching) 65mm pipe | 708.71 | metre | GWD Data | Others | GI Pipes
GI pipe including providing, fitting, conveyance etc (Without Trenching) 80mm pipe | 920.81 | each | PRICE Data | Water Works | Casing Pipes
Supply fitting of GI Union 32mm | 226.23 | each | GWD Data | Civil Works | Others
Supply fitting of GI Union 40mm | 308.07 | each | PRICE Data | Steel Wroks | Hydrants
Supply fitting of GI Union 50mm | 399.51 | each | GWD Data | Others | PVC Pipes
Supply fitting of GI Union 65mm | 808.67 | each | PRICE Data | Water Works | UPVC Pipes
Supply fitting of GI Union 80mm | 903.33 | each | GWD Data | Civil Works | GI Pipes
Supply fitting of GI Bend 32mm | 110 | each | PRICE Data | Steel Wroks | Casing Pipes
Supply fitting of GI Bend 40mm | 135 | each | GWD Data | Others | Others
Supply fitting of GI Bend 50mm | 205 | each | PRICE Data | Water Works | Hydrants
Supply fitting of GI Bend 65mm | 345 | each | GWD Data | Civil Works | PVC Pipes
Supply fitting of GI TEE 32mm | 125 | each | PRICE Data | Steel Wroks | UPVC Pipes
Supply fitting of GI TEE 40mm | 225 | each | GWD Data | Others | GI Pipes
Supply fitting of GI TEE 50mm | 270 | each | PRICE Data | Water Works | Casing Pipes
Supply fitting of GI TEE 65mm | 530 | each | GWD Data | Civil Works | Others
Supply fitting of GI SOCKET 32mm | 80 | each | PRICE Data | Steel Wroks | Casing Pipes
Supply fitting of GI SOCKET 40mm | 95 | each | GWD Data | Others | Others
Supply fitting of GI SOCKET 50mm | 140 | each | PRICE Data | Water Works | Hydrants
Supply fitting of GI SOCKET 65mm | 235 | metre | GWD Data | Civil Works | PVC Pipes
Supply fitting of 20mm flexible hose ISI | 20 | metre | PRICE Data | Steel Wroks | UPVC Pipes
Supply fitting of 20mm wiring pipe ISI | 30 | metre | GWD Data | Others | Others
Supply fitting of 32mm wiring pipe ISI | 43 | each | PRICE Data | Water Works | Others
Fabrication and Installation of Panel board Single phase | 10890.42 | each | GWD Data | Civil Works | Others
Fabrication and Installation of Panel board three phase | 27963.84 | each | PRICE Data | Steel Wroks | Others
Fabrication and Installation of DP Switch With Starter&Isolator | 4550 | each | GWD Data | Others | Others
Fabrication and Installation of Well Protection Cover | 4503.36 | each | PRICE Data | Water Works | Others
Fabrication and Installation of Iron Structure 6m for 5000 ltr water tank | 119491.1 | each | GWD Data | Civil Works | Others
Fabrication and Installation of Iron Structure 6m for 3000 ltr water tank | 105677.1 | each | PRICE Data | Steel Wroks | Others
Fabrication and Installation of Iron Structure 4m for 5000 ltr water tank | 91172.4 | each | GWD Data | Others | Others
Fabrication and Installation of Iron Structure 4m for 3000 ltr water tank | 78739.8 | each | PRICE Data | Water Works | Others
Fabrication and Installation of Iron Structure 2m for 1000 ltr water tank | 41000 | each | GWD Data | Civil Works | Others
Construction of Concrete Structure to support 5000l capacity PVC water tank at 1m height | 60000 | each | PRICE Data | Steel Wroks | Others
Fabrication and Installation of Iron Structure 1m for 1000 ltr water tank | 25500 | each | GWD Data | Others | Others
Fabrication and Installation of Metallic pump house 1.2 x 0.9 x 2m | 27628 | metre | PRICE Data | Water Works | Others
Fabrication and Installation of Metallic pump cover 1 x 0.8 x 0.9m | 8200 | metre | GWD Data | Civil Works | Others
Providing and fixing ISI PVC Pipes includes jointing of pipes with one step PVC solvent cement, trenching, refilling & testing of joints complete as per direction of Engineer in Charge 25mm 10kg/cm2. | 218.88 | metre | PRICE Data | Steel Wroks | Others
Providing and fixing ISI PVC Pipes includes jointing of pipes with one step PVC solvent cement, trenching, refilling & testing of joints complete as per direction of Engineer in Charge 32mm 10kg/cm2. | 243.59 | metre | GWD Data | Others | Others
Providing and fixing ISI PVC Pipes includes jointing of pipes with one step PVC solvent cement, trenching, refilling & testing of joints complete as per direction of Engineer in Charge 40mm 10kg/cm2. | 266.97 | metre | PRICE Data | Water Works | Others
Providing and fixing ISI PVC Pipes includes jointing of pipes with one step PVC solvent cement, trenching, refilling & testing of joints complete as per direction of Engineer in Charge 50mm 10kg/cm2. | 274.99 | metre | GWD Data | Civil Works | Others
Providing and fixing ISI PVC Pipes includes jointing of pipes with one step PVC solvent cement, trenching, refilling & testing of joints complete as per direction of Engineer in Charge 32mm 6kg/cm2. | 224.23 | metre | PRICE Data | Steel Wroks | Others
Providing and fixing ISI PVC Pipes includes jointing of pipes with one step PVC solvent cement, trenching, refilling & testing of joints complete as per direction of Engineer in Charge 40mm 6kg/cm2. | 225.56 | metre | GWD Data | Others | Others
Providing and fixing ISI PVC Pipes includes jointing of pipes with one step PVC solvent cement, trenching, refilling & testing of joints complete as per direction of Engineer in Charge 50mm 6kg/cm2. | 234.91 | metre | PRICE Data | Water Works | Others
Providing 20mm (3/4 inch) house connection with 20mm (3/4 inch) water meter from existing AC / GI / mains from 150mm to 200mm dia., up to a length of 5 m using 25mm Indian Standard Class 6 uPVC pipe and uPVC / GM / Brass specials viz. brass ferrule, GM full way wheel valve, Elbow, MTA, FTA, couplers, GI / MS / SS Service Saddle of suitable size etc. and connecting with the mains, testing the joints etc. complete including trenching and refilling in all kinds of soil up to a depth of 1.50m for main line tracing and trench of average cross section 0.3m x 0.75m for laying connection pipe and service pipe, fixing water meter, lighting, watching, providing caution boards, traffic control etc. complete including hire for tools, cost of consumables and labour charges but excluding cost of pipes and specials, water meter and meter box and excluding charges for cutting the concrete / tarred / bituminous roads etc, and as per the direction of the departmental officers. (PRICE Code: 100.60.2.5.3) | 2485.4 | no | PRICE Data | Others | Others
Providing 20mm (3/4 inch) house connection with 15mm (1/2 inch) water meter from existing AC / GI mains from 150mm to 200mm dia., up to a length of 5 m using 25mm Indian Standard Class 6 uPVC pipe and uPVC / GM / Brass specials viz. brass ferrule, GM full way wheel valve, Elbow, MTA, FTA, couplers, GI / MS / SS Service Saddle of suitable size etc. and connecting with the mains, testing the joints etc. complete including trenching and refilling in all kinds of soil up to a depth of 1.50m for main line tracing and trench of average cross section 0.3m x 0.75m for laying connection pipe and service pipe, fixing water meter, lighting, watching, providing caution boards, traffic control etc. complete including cost of materials, hire for tools, cost of consumables and labour charges but excluding cost of water meter and meter box and excluding charges for cutting the concrete / tarred / bituminous roads etc, and as per the direction of the departmental officers. (PRICE Code: 100.60.2.6.1) | 4296.15 | no | PRICE Data | Others | Others
Providing 20mm (3/4 inch) house connection with 15mm (1/2 inch) water meter from existing AC / GI mains from 150mm to 200mm dia., up to a length of 5 m using 25mm Indian Standard Class 6 uPVC pipe and uPVC / GM / Brass specials viz. brass ferrule, GM full way wheel valve, Elbow, MTA, FTA, couplers, GI / MS / SS Service Saddle of suitable size etc. and connecting with the mains, testing the joints etc. complete including trenching and refilling in all kinds of soil up to a depth of 1.50m for main line tracing and trench of average cross section 0.3m x 0.75m for laying connection pipe and service pipe, fixing water meter, lighting, watching, providing caution boards, traffic control etc. complete including cost of materials, hire for tools, cost of consumables and labour charges, including the cost of tested Class B Multijet water meter with ISI mark and weather resistant PP / PE meter box of minimum size 300mm x 200mm x 150mm, but excluding charges for cutting the concrete / tarred / bituminous roads etc, and as per the direction of the departmental officers. (PRICE Code: 100.60.2.6.2) | 5602.8 | no | PRICE Data | Others | Others
Providing 20mm (3/4 inch) house connection with 15mm (1/2 inch) water meter from existing AC / GI mains from 150mm to 200mm dia., up to a length of 5 m using 25mm Indian Standard Class 6 uPVC pipe and uPVC / GM / Brass specials viz. brass ferrule, GM full way wheel valve, Elbow, MTA, FTA, couplers, GI / MS / SS Service Saddle of suitable size etc. and connecting with the mains, testing the joints etc. complete including trenching and refilling in all kinds of soil up to a depth of 1.50m for main line tracing and trench of average cross section 0.3m x 0.75m for laying connection pipe and service pipe, fixing water meter, lighting, watching, providing caution boards, traffic control etc. complete including hire for tools, cost of consumables and labour charges but excluding cost of pipes and specials, water meter and meter box and excluding charges for cutting the concrete / tarred / bituminous roads etc, and as per the direction of the departmental officers. (PRICE Code: 100.60.2.6.3) | 2485.4 | no | PRICE Data | Others | Others
Providing 15mm (1/2 inch) house connection with 15mm (1/2 inch) water meter from existing CI mains from 150mm to 200mm dia., up to a length of 5 m using 20mm Indian Standard Class 6 uPVC pipe and uPVC / GM / Brass specials viz. brass ferrule, GM full way wheel valve, Elbow, MTA, FTA, couplers etc. and connecting with the mains, testing the joints etc. complete including trenching and refilling in all kinds of soil up to a depth of 1.50m for main line tracing and trench of average cross section 0.3m x 0.75m for laying connection pipe and service pipe, fixing water meter, lighting, watching, providing caution boards, traffic control etc. complete including cost of materials, hire for tools, cost of consumables and labour charges but excluding cost of water meter and meter box and excluding charges for cutting the concrete / tarred / bituminous roads etc, and as per the direction of the departmental officers. (PRICE Code: 100.60.2.7.1) | 4642.65 | no | PRICE Data | Others | Others
Providing 15mm (1/2 inch) house connection with 15mm (1/2 inch) water meter from existing CI mains from 150mm to 200mm dia., up to a length of 5 m using 20mm Indian Standard Class 6 uPVC pipe and uPVC / GM / Brass specials viz. brass ferrule, GM full way wheel valve, Elbow, MTA, FTA, couplers etc. and connecting with the mains, testing the joints etc. complete including trenching and refilling in all kinds of soil up to a depth of 1.50m for main line tracing and trench of average cross section 0.3m x 0.75m for laying connection pipe and service pipe, fixing water meter, lighting, watching, providing caution boards, traffic control etc. complete including cost of materials, hire for tools, cost of consumables and labour charges, including the cost of tested Class B Multijet water meter with ISI mark and weather resistant PP / PE meter box of minimum size 300mm x 200mm x 150mm, but excluding charges for cutting the concrete / tarred / bituminous roads etc, and as per the direction of the departmental officers. (PRICE Code: 100.60.2.7.2) | 5949.35 | no | PRICE Data | Others | Others
Providing 15mm (1/2 inch) house connection with 15mm (1/2 inch) water meter from existing CI mains from 150mm to 200mm dia., up to a length of 5 m using 20mm Indian Standard Class 6 uPVC pipe and uPVC / GM / Brass specials viz. brass ferrule, GM full way wheel valve, Elbow, MTA, FTA, couplers etc. and connecting with the mains, testing the joints etc. complete including trenching and refilling in all kinds of soil up to a depth of 1.50m for main line tracing and trench of average cross section 0.3m x 0.75m for laying connection pipe and service pipe, fixing water meter, lighting, watching, providing caution boards, traffic control etc. complete including hire for tools, cost of consumables and labour charges but excluding cost of pipes and specials, water meter and meter box and excluding charges for cutting the concrete / tarred / bituminous roads etc, and as per the direction of the departmental officers. (PRICE Code: 100.60.2.7.3) | 3568.5 | no | PRICE Data | Others | Others
Providing 20mm (3/4 inch) house connection with 20mm (3/4 inch) water meter from existing CI mains from 150mm to 200mm dia., up to a length of 5 m using 25mm Indian Standard Class 6 uPVC pipe and uPVC / GM / Brass specials viz. brass ferrule, GM full way wheel valve, Elbow, MTA, FTA, couplers etc. and connecting with the mains, testing the joints etc. complete including trenching and refilling in all kinds of soil up to a depth of 1.50m for main line tracing and trench of average cross section 0.3m x 0.75m for laying connection pipe and service pipe, fixing water meter, lighting, watching, providing caution boards, traffic control etc. complete including cost of materials, hire for tools, cost of consumables and labour charges but excluding cost of water meter and meter box and excluding charges for cutting the concrete / tarred / bituminous roads etc, and as per the direction of the departmental officers. (PRICE Code: 100.60.2.8.1) | 5114 | no | PRICE Data | Others | Others
Providing 20mm (3/4 inch) house connection with 20mm (3/4 inch) water meter from existing CI mains from 150mm to 200mm dia., up to a length of 5 m using 25mm Indian Standard Class 6 uPVC pipe and uPVC / GM / Brass specials viz. brass ferrule, GM full way wheel valve, Elbow, MTA, FTA, couplers etc. and connecting with the mains, testing the joints etc. complete including trenching and refilling in all kinds of soil up to a depth of 1.50m for main line tracing and trench of average cross section 0.3m x 0.75m for laying connection pipe and service pipe, fixing water meter, lighting, watching, providing caution boards, traffic control etc. complete including cost of materials, hire for tools, cost of consumables and labour charges, including the cost of tested Class B Multijet water meter with ISI mark and weather resistant PP / PE meter box of minimum size 300mm x 200mm x 150mm, but excluding charges for cutting the concrete / tarred / bituminous roads etc, and as per the direction of the departmental officers. (PRICE Code: 100.60.2.8.2) | 6831.65 | no | PRICE Data | Others | Others
Providing 20mm (3/4 inch) house connection with 20mm (3/4 inch) water meter from existing CI mains from 150mm to 200mm dia., up to a length of 5 m using 25mm Indian Standard Class 6 uPVC pipe and uPVC / GM / Brass specials viz. brass ferrule, GM full way wheel valve, Elbow, MTA, FTA, couplers etc. and connecting with the mains, testing the joints etc. complete including trenching and refilling in all kinds of soil up to a depth of 1.50m for main line tracing and trench of average cross section 0.3m x 0.75m for laying connection pipe and service pipe, fixing water meter, lighting, watching, providing caution boards, traffic control etc. complete including hire for tools, cost of consumables and labour charges but excluding cost of pipes and specials, water meter and meter box and excluding charges for cutting the concrete / tarred / bituminous roads etc, and as per the direction of the departmental officers. (PRICE Code: 100.60.2.8.3) | 3614.95 | no | PRICE Data | Others | Others
Providing 20mm (3/4 inch) house connection with 15mm (1/2 inch) water meter from existing CI mains from 150mm to 200mm dia., up to a length of 5 m using 25mm Indian Standard Class 6 uPVC pipe and uPVC / GM / Brass specials viz. brass ferrule, GM full way wheel valve, Elbow, MTA, FTA, couplers etc. and connecting with the mains, testing the joints etc. complete including trenching and refilling in all kinds of soil up to a depth of 1.50m for main line tracing and trench of average cross section 0.3m x 0.75m for laying connection pipe and service pipe, fixing water meter, lighting, watching, providing caution boards, traffic control etc. complete including cost of materials, hire for tools, cost of consumables and labour charges but excluding cost of water meter and meter box and excluding charges for cutting the concrete / tarred / bituminous roads etc, and as per the direction of the departmental officers. (PRICE Code: 100.60.2.9.1) | 5114 | no | PRICE Data | Others | Others
Providing 20mm (3/4 inch) house connection with 15mm (1/2 inch) water meter from existing CI mains from 150mm to 200mm dia., up to a length of 5 m using 25mm Indian Standard Class 6 uPVC pipe and uPVC / GM / Brass specials viz. brass ferrule, GM full way wheel valve, Elbow, MTA, FTA, couplers etc. and connecting with the mains, testing the joints etc. complete including trenching and refilling in all kinds of soil up to a depth of 1.50m for main line tracing and trench of average cross section 0.3m x 0.75m for laying connection pipe and service pipe, fixing water meter, lighting, watching, providing caution boards, traffic control etc. complete including cost of materials, hire for tools, cost of consumables and labour charges, including the cost of tested Class B Multijet water meter with ISI mark and weather resistant PP / PE meter box of minimum size 300mm x 200mm x 150mm, but excluding charges for cutting the concrete / tarred / bituminous roads etc, and as per the direction of the departmental officers. (PRICE Code: 100.60.2.9.2) | 6420.65 | no | PRICE Data | Others | Others
Providing 20mm (3/4 inch) house connection with 15mm (1/2 inch) water meter from existing CI mains from 150mm to 200mm dia., up to a length of 5 m using 25mm Indian Standard Class 6 uPVC pipe and uPVC / GM / Brass specials viz. brass ferrule, GM full way wheel valve, Elbow, MTA, FTA, couplers etc. and connecting with the mains, testing the joints etc. complete including trenching and refilling in all kinds of soil up to a depth of 1.50m for main line tracing and trench of average cross section 0.3m x 0.75m for laying connection pipe and service pipe, fixing water meter, lighting, watching, providing caution boards, traffic control etc. complete including hire for tools, cost of consumables and labour charges but excluding cost of pipes and specials, water meter and meter box and excluding charges for cutting the concrete / tarred / bituminous roads etc, and as per the direction of the departmental officers. (PRICE Code: 100.60.2.9.3) | 3614.95 | no | PRICE Data | Others | Others
Providing additional length of house connection pipe using 20mm Indian Standard Class 6 uPVC pipe and specials and testing the joints etc., by trenching and refilling in all kinds of soil with trench of average cross section 0.3m x 0.75m for laying of connection pipe and service pipe, lighting, watching, providing caution boards, traffic control etc., including cost of materials, hire for tools, cost of consumables and labour charges etc. complete, but excluding the cost of cutting of concrete / tarred / bituminous roads etc., and as per the directions of the department officers. (PRICE Code: 100.60.3.1.1) | 137.45 | metre | PRICE Data | Others | Others
Providing additional length of house connection pipe using 20mm Indian Standard Class 6 uPVC pipe and specials and testing the joints etc., by trenching and refilling in all kinds of soil with trench of average cross section 0.3m x 0.75m for laying of connection pipe and service pipe, lighting, watching, providing caution boards, traffic control etc., hire for tools, cost of consumables and labour charges etc. complete, but excluding the cost of cutting of concrete / tarred / bituminous roads, and excluding cost of materials etc., and as per the directions of the department officers. (PRICE Code: 100.60.3.1.2) | 110.85 | metre | PRICE Data | Others | Others
Providing additional length of house connection pipe using 25mm Indian Standard Class 6 uPVC pipe and specials and testing the joints etc., by trenching and refilling in all kinds of soil with trench of average cross section 0.3m x 0.75m for laying of connection pipe and service pipe, lighting, watching, providing caution boards, traffic control etc., including cost of materials, hire for tools, cost of consumables and labour charges etc. complete, but excluding the cost of cutting of concrete / tarred / bituminous roads etc., and as per the directions of the department officers. (PRICE Code: 100.60.3.2.1) | 150.8 | metre | PRICE Data | Others | Others
Providing additional length of house connection pipe using 25mm Indian Standard Class 6 uPVC pipe and specials and testing the joints etc., by trenching and refilling in all kinds of soil with trench of average cross section 0.3m x 0.75m for laying of connection pipe and service pipe, lighting, watching, providing caution boards, traffic control etc., hire for tools, cost of consumables and labour charges etc. complete, but excluding the cost of cutting of concrete / tarred / bituminous roads, and excluding cost of materials etc., and as per the directions of the department officers. (PRICE Code: 100.60.3.2.2) | 111.3 | metre | PRICE Data | Others | Others
Plugging the existing 15mm (1/2 inch) connection near boring point using 20mm Indian Standard Class 6 uPVC End Cap, during alteration works, including cost of materials and consumables and charges for lighting, watching, providing caution boards etc. complete , including the cost of earthwork excavation in all kinds of soil, but excluding the cost of cutting of concrete / tarred / bituminous roads and as per directions of the department officers. (PRICE Code: 100.60.4.1) | 196.35 | no | PRICE Data | Others | Others
Plugging the existing 20mm (3/4 inch) connection near boring point using 25mm Indian Standard Class 6 uPVC End Cap, during alteration works, including cost of materials and consumables and charges for lighting, watching, providing caution boards etc. complete , including the cost of earthwork excavation in all kinds of soil, but excluding the cost of cutting of concrete / tarred / bituminous roads and as per directions of the department officers. (PRICE Code: 100.60.4.2) | 200 | no | PRICE Data | Others | Others
Labour charges for attending boring point leakage / checking in the existing mains, including charges for earth work excavation in all kinds of soil, exposing the main, dismantling damaged pipe and specials as the case may be refilling the trenches with proper consolidation etc. complete as per the approved standards including charges for lighting, watching, providing caution boards, traffic control etc. complete but excluding cost of materials and cost of cutting of concrete / tarred / bituminous roads and as per the directions of the departmental officers. (PRICE Code: 100.60.5.1) | 891.4 | no | PRICE Data | Others | Others
Repair work within 1 m length in 15 mm (1/2 inch) house connections, using 20mm Indian Standard Class 6 uPVC pipe and specials, including trenching and refilling in all kinds of soil, hire for tools, cost of consumables and labour charges, cost of materials, including charges for lighting, watching, providing caution boards, traffic control etc. complete, but excluding the cost of cutting of concrete / tarred / bituminous roads and as per the directions of the department officers. (PRICE Code: 100.60.6.1) | 495.8 | no | PRICE Data | Others | Others
Repair work within 1 m length in 20 mm (3/4 inch) house connections, using 25mm Indian Standard Class 6 uPVC pipe and specials, including trenching and refilling in all kinds of soil, hire for tools, cost of consumables and labour charges, cost of materials, including charges for lighting, watching, providing caution boards, traffic control etc. complete, but excluding the cost of cutting of concrete / tarred / bituminous roads and as per the directions of the department officers. (PRICE Code: 100.60.6.2) | 515 | no | PRICE Data | Others | Others
Repair work for 1m to 2m length in 15 mm (1/2 inch) house connections, using 20mm Indian Standard Class 6 uPVC pipe and specials, including trenching and refilling in all kinds of soil, hire for tools, cost of consumables and labour charges, cost of materials, including charges for lighting, watching, providing caution boards, traffic control etc. complete, but excluding the cost of cutting of concrete / tarred / bituminous roads and as per the directions of the department officers. (PRICE Code: 100.60.7.1) | 679.5 | no | PRICE Data | Others | Others
Repair work for 1m to 2m length in 20 mm (3/4 inch) house connections, using 25mm Indian Standard Class 6 uPVC pipe and specials, including trenching and refilling in all kinds of soil, hire for tools, cost of consumables and labour charges, cost of materials, including charges for lighting, watching, providing caution boards, traffic control etc. complete, but excluding the cost of cutting of concrete / tarred / bituminous roads and as per the directions of the department officers. (PRICE Code: 100.60.7.2) | 707.4 | no | PRICE Data | Others | Others
Replacing the chocked / damaged 15mm (1/2 inch) house connection with 15mm (1/2 inch) water meter from existing mains, up to a length of 5m using 20mm Indian Standard Class 6 uPVC pipe and uPVC / Brass specials viz. brass ferrule, Elbow, MTA, FTA, couplers etc. and connecting with the mains, testing the joints etc. complete including trenching and refilling in all kinds of soil up to a depth of 1.50m for main line tracing and trench of average cross section 0.3m x 0.75m for laying connection pipe and service pipe, safely removing & re-fixing existing water meter, lighting, watching, providing caution boards, traffic control etc. complete including cost of materials, hire for tools, cost of consumables and labour charges but excluding cost of water meter and meter box and excluding charges for cutting the concrete / tarred / bituminous roads and as per the directions of the department officers. (PRICE Code: 100.60.8.1) | 3018.25 | no | PRICE Data | Others | Others
Replacing the chocked / damaged 20mm (3/4 inch) house connection with 20mm (3/4 inch) water meter from existing mains, up to a length of 5m using 25mm Indian Standard Class 6 uPVC pipe and uPVC / Brass specials viz. brass ferrule, Elbow, MTA, FTA, couplers etc. and connecting with the mains, testing the joints etc. complete including trenching and refilling in all kinds of soil up to a depth of 1.50m for main line tracing and trench of average cross section 0.3m x 0.75m for laying connection pipe and service pipe, safely removing & re-fixing existing water meter, lighting, watching, providing caution boards, traffic control etc. complete including cost of materials, hire for tools, cost of consumables and labour charges but excluding cost of water meter and meter box and excluding charges for cutting the concrete / tarred / bituminous roads and as per the directions of the department officers. (PRICE Code: 100.60.8.2) | 3424 | no | PRICE Data | Others | Others
Replacing the chocked / damaged 20mm (3/4 inch) house connection with 15mm (1/2 inch) water meter from existing mains, up to a length of 5m using 25mm Indian Standard Class 6 uPVC pipe and uPVC / Brass specials viz. brass ferrule, Elbow, MTA, FTA, couplers etc. and connecting with the mains, testing the joints etc. complete including trenching and refilling in all kinds of soil up to a depth of 1.50m for main line tracing and trench of average cross section 0.3m x 0.75m for laying connection pipe and service pipe, safely removing & re-fixing existing water meter, lighting, watching, providing caution boards, traffic control etc. complete including cost of materials, hire for tools, cost of consumables and labour charges but excluding cost of water meter and meter box and excluding charges for cutting the concrete / tarred / bituminous roads and as per the directions of the department officers. (PRICE Code: 100.60.8.3) | 3424 | no | PRICE Data | Others | Others
Dismantling the existing damaged / not working 15mm (1/2 inch) water meters from the 20mm service line, altering the meter connection to the standard drawing, using 20mm Indian Standard Class 6 uPVC pipe and uPVC / GM / Brass specials viz. 1 nos. GM full way wheel valve, Elbow etc. and connecting and testing the joints, fixing water meter etc. complete including cost of materials, hire and labour charges but excluding cost of water meter and meter box and as per the directions of the department officers. (PRICE Code: 100.60.9.1) | 1205.9 | no | PRICE Data | Others | Others
Dismantling the existing damaged / not working 20mm (3/4 inch) water meters from the 25mm service line, altering the meter connection to the standard drawing, using 25mm Indian Standard Class 6 uPVC pipe and uPVC / GM / Brass specials viz. 1 nos. GM full way wheel valve, Elbow etc. and connecting and testing the joints, fixing water meter etc. complete including cost of materials, hire and labour charges but excluding cost of water meter and meter box and as per the directions of the department officers. (PRICE Code: 100.60.9.2) | 1480.45 | no | PRICE Data | Others | Others
Dismantling the existing damaged / not working 15mm (1/2 inch) water meters from the 25mm service line, altering the meter connection to the standard drawing, using 25mm Indian Standard Class 6 uPVC pipe and uPVC / GM / Brass specials viz. 1 nos. GM full way wheel valve, Elbow etc. and connecting and testing the joints, fixing water meter etc. complete including cost of materials, hire and labour charges but excluding cost of water meter and meter box and as per the directions of the department officers. (PRICE Code: 100.60.9.3) | 1480.45 | no | PRICE Data | Others | Others
Providing 15mm (1/2 inch) GM Air Valve in the water meter assembly for 15mm connection, using 20mm Indian Standard Class 6 uPVC pipes and specials including cost of materials, consumables, hire for tools and labour charges etc. complete and as per the directions of the department officers. (PRICE Code: 100.60.10.1.1) | 767.95 | no | PRICE Data | Others | Others
Providing 15mm (1/2 inch) GM Air Valve in the water meter assembly for 15mm connection, using 20mm Indian Standard Class 6 uPVC pipes and specials including cost of consumables, hire for tools and labour charges etc., complete but excluding cost of materials and as per the directions of the department officers. (PRICE Code: 100.60.10.1.2) | 82.25 | no | PRICE Data | Others | Others
Providing 20mm (3/4 inch) GM Air Valve in the water meter assembly for 20mm connection, using 25mm Indian Standard Class 6 uPVC pipes and specials including cost of materials, consumables, hire for tools and labour charges etc. complete and as per the directions of the department officers. (PRICE Code: 100.60.10.2.1) | 988.65 | no | PRICE Data | Others | Others
Providing 20mm (3/4 inch) GM Air Valve in the water meter assembly for 20mm connection, using 25mm Indian Standard Class 6 uPVC pipes and specials including cost of consumables, hire for tools and labour charges etc., complete but excluding cost of materials and as per the directions of the department officers. (PRICE Code: 100.60.10.2.2) | 84.55 | no | PRICE Data | Others | Others
Providing 15mm (1/2 inch) GM Air Valve in the water meter assembly for 20mm connection, using 25mm Indian Standard Class 6 uPVC pipes and specials including cost of materials, consumables, hire for tools and labour charges etc. complete and as per the directions of the department officers. (PRICE Code: 100.60.10.3.1) | 791.8 | no | PRICE Data | Others | Others
Providing 15mm (1/2 inch) GM Air Valve in the water meter assembly for 20mm connection, using 25mm Indian Standard Class 6 uPVC pipes and specials including cost of consumables, hire for tools and labour charges etc., complete but excluding cost of materials and as per the directions of the department officers. (PRICE Code: 100.60.10.3.2) | 84.55 | no | PRICE Data | Others | Others
Providing 20mm (1/2 inch) PVC Air Valve in the water meter assembly for 15mm connection, using 20mm Indian Standard Class 6 uPVC pipes and specials including cost of materials, consumables, hire for tools and labour charges etc. complete and as per the directions of the department officers. (PRICE Code: 100.60.10.4.1) | 346.7 | no | PRICE Data | Others | Others
Providing 20mm (1/2 inch) PVC Air Valve in the water meter assembly for 15mm connection, using 20mm Indian Standard Class 6 uPVC pipes and specials including cost of consumables, hire for tools and labour charges etc., complete but excluding cost of materials and as per the directions of the department officers. (PRICE Code: 100.60.10.4.2) | 82.25 | no | PRICE Data | Others | Others
Providing 25mm (3/4 inch) PVC Air Valve in the water meter assembly for 20mm connection, using 25mm Indian Standard Class 6 uPVC pipes and specials including cost of materials, consumables, hire for tools and labour charges etc. complete and as per the directions of the department officers. (PRICE Code: 100.60.10.5.1) | 468.4 | no | PRICE Data | Others | Others
Providing 25mm (3/4 inch) PVC Air Valve in the water meter assembly for 20mm connection, using 25mm Indian Standard Class 6 uPVC pipes and specials including cost of consumables, hire for tools and labour charges etc., complete but excluding cost of materials and as per the directions of the department officers. (PRICE Code: 100.60.10.5.2) | 84.55 | no | PRICE Data | Others | Others
Providing 20mm (1/2 inch) PVC Air Valve in the water meter assembly for 20mm connection, using 25mm Indian Standard Class 6 uPVC pipes and specials including cost of materials, consumables, hire for tools and labour charges etc. complete and as per the directions of the department officers. (PRICE Code: 100.60.10.6.1) | 356.75 | no | PRICE Data | Others | Others
Providing 20mm (1/2 inch) PVC Air Valve in the water meter assembly for 20mm connection, using 25mm Indian Standard Class 6 uPVC pipes and specials including cost of consumables, hire for tools and labour charges etc., complete but excluding cost of materials and as per the directions of the department officers. (PRICE Code: 100.60.10.6.2) | 84.55 | no | PRICE Data | Others | Others
Providing 15mm (1/2 inch) GM Check Valve in the water meter assembly for 15mm connection, using 20mm Indian Standard Class 6 uPVC pipes and specials including cost of materials, consumables, hire for tools and labour charges etc. complete and as per the directions of the department officers. (PRICE Code: 100.60.11.1.1) | 452.45 | no | PRICE Data | Others | Others
Providing 15mm (1/2 inch) GM Check Valve in the water meter assembly for 15mm connection, using 20mm Indian Standard Class 6 uPVC pipes and specials including cost of consumables, hire for tools and labour charges etc., complete but excluding cost of materials and as per the directions of the department officers. (PRICE Code: 100.60.11.1.2) | 82.25 | no | PRICE Data | Others | Others
Providing 20mm (3/4 inch) GM Check Valve in the water meter assembly for 20mm connection, using 25mm Indian Standard Class 6 uPVC pipes and specials including cost of materials, consumables, hire for tools and labour charges etc. complete and as per the directions of the department officers. (PRICE Code: 100.60.11.2.1) | 654.5 | no | PRICE Data | Others | Others
Providing 20mm (3/4 inch) GM Check Valve in the water meter assembly for 20mm connection, using 25mm Indian Standard Class 6 uPVC pipes and specials including cost of consumables, hire for tools and labour charges etc., complete but excluding cost of materials and as per the directions of the department officers. (PRICE Code: 100.60.11.2.2) | 84.55 | no | PRICE Data | Others | Others
Providing 15mm CP Brass Tap in the water meter assembly for 15mm connection, using 20mm Indian Standard Class 6 uPVC pipes and specials including cost of materials, consumables, hire charges for tools and labour charges etc. complete and as per the direction of departmental officers. (PRICE Code: 100.60.12.1.1) | 660.15 | no | PRICE Data | Others | Others
Providing 15mm CP Brass Tap in the water meter assembly for 15mm connection, using 20mm Indian Standard Class 6 uPVC pipes and specials including cost of consumables, hire charges for tools and labour charges etc. complete, but excluding cost of materials and as per the direction of departmental officers. (PRICE Code: 100.60.12.1.2) | 315 | no | PRICE Data | Others | Others
Providing 15mm CP Brass Tap in the water meter assembly for 20mm connection, using 25mm Indian Standard Class 6 uPVC pipes and specials including cost of materials, consumables, hire charges for tools and labour charges etc. complete and as per the direction of departmental officers. (PRICE Code: 100.60.12.2.1) | 716.45 | no | PRICE Data | Others | Others
Providing 15mm CP Brass Tap in the water meter assembly for 20mm connection, using 25mm Indian Standard Class 6 uPVC pipes and specials including cost of consumables, hire charges for tools and labour charges etc. complete, but excluding cost of materials and as per the direction of departmental officers. (PRICE Code: 100.60.12.2.2) | 317.3 | no | PRICE Data | Others | Others
Providing 15mm PVC Tap in the water meter assembly for 15mm connection, using 20mm Indian Standard Class 6 uPVC pipes and specials including cost of materials, consumables, hire charges for tools and labour charges etc. complete and as per the direction of departmental officers. (PRICE Code: 100.60.12.3.1) | 470.75 | no | PRICE Data | Others | Others
Providing 15mm PVC Tap in the water meter assembly for 15mm connection, using 20mm Indian Standard Class 6 uPVC pipes and specials including cost of consumables, hire charges for tools and labour charges etc. complete, but excluding cost of materials and as per the direction of departmental officers. (PRICE Code: 100.60.12.3.2) | 315 | no | PRICE Data | Others | Others
Providing 15mm PVC Tap in the water meter assembly for 20mm connection, using 25mm Indian Standard Class 6 uPVC pipes and specials including cost of materials, consumables, hire charges for tools and labour charges etc. complete and as per the direction of departmental officers. (PRICE Code: 100.60.12.4.1) | 512.45 | no | PRICE Data | Others | Others
Providing 15mm PVC Tap in the water meter assembly for 20mm connection, using 25mm Indian Standard Class 6 uPVC pipes and specials including cost of consumables, hire charges for tools and labour charges etc. complete, but excluding cost of materials and as per the direction of departmental officers. (PRICE Code: 100.60.12.4.2) | 317.3 | no | PRICE Data | Others | Others
Providing 15mm (1/2 inch) house connection with 15mm water meter from existing PVC / HDPE mains up to 110 mm dia., up to a length of 5m using 20mm ( 1/2 inch ) PE Pipe, PE80, PN16, Conforming to IS 4984: 2016 or later edition and PP PN 16 Compression / GM / Brass specials viz. brass ferrule, brass hexagonal nipple, GM full way wheel valve, bend, MTA, FTA, couplers, PVC Service Saddle of suitable size etc. and connecting with the mains, testing the joints etc. complete including trenching and refilling in all kinds of soil up to a depth of 1.50m for main line tracing and trench of average cross section 0.3m x 0.75m for laying connection pipe and service pipe, fixing water meter, lighting, watching, providing caution boards, traffic control etc. complete including cost of materials, hire for tools, cost of consumables and labour charges but excluding cost of water meter and meter box and excluding charges for cutting the concrete / tarred / bituminous roads etc, and as per the direction of the departmental officers. (PRICE Code: 100.60.13.1.1) | 4723.85 | no | PRICE Data | Others | Others
Providing 15mm (1/2 inch) house connection with 15mm water meter from existing PVC / HDPE mains up to 110 mm dia., up to a length of 5m using 20mm ( 1/2 inch ) PE Pipe, PE80, PN16, Conforming to IS 4984: 2016 or later edition and PP PN 16 Compression / GM / Brass specials viz. brass ferrule, brass hexagonal nipple, GM full way wheel valve, bend, MTA, FTA, couplers, PVC Service Saddle of suitable size etc. and connecting with the mains, testing the joints etc. complete including trenching and refilling in all kinds of soil up to a depth of 1.50m for main line tracing and trench of average cross section 0.3m x 0.75m for laying connection pipe and service pipe, fixing water meter, lighting, watching, providing caution boards, traffic control etc. complete including cost of materials, hire for tools, cost of consumables and labour charges, including the cost of tested Class B Multijet water meter with ISI mark and weather resistant PP / PE meter box of minimum size 300mm x 200mm x 150mm, but excluding charges for cutting the concrete / tarred / bituminous roads etc, and as per the direction of the departmental officers. (PRICE Code: 100.60.13.1.2) | 6030.55 | no | PRICE Data | Others | Others
Providing 15mm (1/2 inch) house connection with 15mm water meter from existing PVC / HDPE mains up to 110 mm dia., up to a length of 5m using 20mm ( 1/2 inch ) PE Pipe, PE80, PN16, Conforming to IS 4984: 2016 or later edition and PP PN 16 Compression / GM / Brass specials viz. brass ferrule, brass hexagonal nipple, GM full way wheel valve, bend, MTA, FTA, couplers, PVC Service Saddle of suitable size etc. and connecting with the mains, testing the joints etc. complete including trenching and refilling in all kinds of soil up to a depth of 1.50m for main line tracing and trench of average cross section 0.3m x 0.75m for laying connection pipe and service pipe, fixing water meter, lighting, watching, providing caution boards, traffic control etc. complete including hire for tools, cost of consumables and labour charges but excluding cost of pipes and specials, water meter and meter box and excluding charges for cutting the concrete / tarred / bituminous roads etc, and as per the direction of the departmental officers. (PRICE Code: 100.60.13.1.3) | 2375.05 | no | PRICE Data | Others | Others
Providing 20mm (3/4 inch) house connection with 20mm water meter from existing PVC / HDPE mains up to 110 mm dia., up to a length of 5m using 25mm ( 3/4 inch ) PE Pipe, PE80, PN16, Conforming to IS 4984: 2016 or later edition and PP PN 16 Compression / GM / Brass specials viz. brass ferrule, brass hexagonal nipple, GM full way wheel valve, bend, MTA, FTA, couplers, PVC Service Saddle of suitable size etc. and connecting with the mains, testing the joints etc. complete including trenching and refilling in all kinds of soil up to a depth of 1.50m for main line tracing and trench of average cross section 0.3m x 0.75m for laying connection pipe and service pipe, fixing water meter, lighting, watching, providing caution boards, traffic control etc. complete including cost of materials, hire for tools, cost of consumables and labour charges but excluding cost of water meter and meter box and excluding charges for cutting the concrete / tarred / bituminous roads etc, and as per the direction of the departmental officers. (PRICE Code: 100.60.13.2.1) | 5460.55 | no | PRICE Data | Others | Others
Providing 20mm (3/4 inch) house connection with 20mm water meter from existing PVC / HDPE mains up to 110 mm dia., up to a length of 5m using 25mm ( 3/4 inch ) PE Pipe, PE80, PN16, Conforming to IS 4984: 2016 or later edition and PP PN 16 Compression / GM / Brass specials viz. brass ferrule, brass hexagonal nipple, GM full way wheel valve, bend, MTA, FTA, couplers, PVC Service Saddle of suitable size etc. and connecting with the mains, testing the joints etc. complete including trenching and refilling in all kinds of soil up to a depth of 1.50m for main line tracing and trench of average cross section 0.3m x 0.75m for laying connection pipe and service pipe, fixing water meter, lighting, watching, providing caution boards, traffic control etc. complete including cost of materials, hire for tools, cost of consumables and labour charges, including the cost of tested Class B Multijet water meter with ISI mark and weather resistant PP / PE meter box of minimum size 300mm x 200mm x 150mm, but excluding charges for cutting the concrete / tarred / bituminous roads etc, and as per the direction of the departmental officers. (PRICE Code: 100.60.13.2.2) | 7178.2 | no | PRICE Data | Others | Others
Providing 20mm (3/4 inch) house connection with 20mm water meter from existing PVC / HDPE mains up to 110 mm dia., up to a length of 5m using 25mm ( 3/4 inch ) PE Pipe, PE80, PN16, Conforming to IS 4984: 2016 or later edition and PP PN 16 Compression / GM / Brass specials viz. brass ferrule, brass hexagonal nipple, GM full way wheel valve, bend, MTA, FTA, couplers, PVC Service Saddle of suitable size etc. and connecting with the mains, testing the joints etc. complete including trenching and refilling in all kinds of soil up to a depth of 1.50m for main line tracing and trench of average cross section 0.3m x 0.75m for laying connection pipe and service pipe, fixing water meter, lighting, watching, providing caution boards, traffic control etc. complete including hire for tools, cost of consumables and labour charges but excluding cost of pipes and specials, water meter and meter box and excluding charges for cutting the concrete / tarred / bituminous roads etc, and as per the direction of the departmental officers. (PRICE Code: 100.60.13.2.3) | 2398.3 | no | PRICE Data | Others | Others
Providing 20mm (3/4 inch) house connection with 15mm water meter from existing PVC / HDPE mains up to 110 mm dia., up to a length of 5m using 25mm ( 3/4 inch ) PE Pipe, PE80, PN16, Conforming to IS 4984: 2016 or later edition and PP PN 16 Compression / GM / Brass specials viz. brass ferrule, brass hexagonal nipple, GM full way wheel valve, bend, MTA, FTA, couplers, PVC Service Saddle of suitable size etc. and connecting with the mains, testing the joints etc. complete including trenching and refilling in all kinds of soil up to a depth of 1.50m for main line tracing and trench of average cross section 0.3m x 0.75m for laying connection pipe and service pipe, fixing water meter, lighting, watching, providing caution boards, traffic control etc. complete including cost of materials, hire for tools, cost of consumables and labour charges but excluding cost of water meter and meter box and excluding charges for cutting the concrete / tarred / bituminous roads etc, and as per the direction of the departmental officers. (PRICE Code: 100.60.13.3.1) | 5440.9 | no | PRICE Data | Others | Others
Providing 20mm (3/4 inch) house connection with 15mm water meter from existing PVC / HDPE mains up to 110 mm dia., up to a length of 5m using 25mm ( 3/4 inch ) PE Pipe, PE80, PN16, Conforming to IS 4984: 2016 or later edition and PP PN 16 Compression / GM / Brass specials viz. brass ferrule, brass hexagonal nipple, GM full way wheel valve, bend, MTA, FTA, couplers, PVC Service Saddle of suitable size etc. and connecting with the mains, testing the joints etc. complete including trenching and refilling in all kinds of soil up to a depth of 1.50m for main line tracing and trench of average cross section 0.3m x 0.75m for laying connection pipe and service pipe, fixing water meter, lighting, watching, providing caution boards, traffic control etc. complete including cost of materials, hire for tools, cost of consumables and labour charges,including the cost of tested Class B Multijet water meter and weather with ISI mark resistant PP / PE meter box of minimum size 300mm x 200mm x 150mm, but excluding charges for cutting the concrete / tarred / bituminous roads etc, and as per the direction of the departmental officers. (PRICE Code: 100.60.13.3.2) | 6747.6 | no | PRICE Data | Others | Others
Providing 20mm (3/4 inch) house connection with 15mm water meter from existing PVC / HDPE mains up to 110 mm dia., up to a length of 5m using 25mm ( 3/4 inch ) PE Pipe, PE80, PN16, Conforming to IS 4984: 2016 or later edition and PP PN 16 Compression / GM / Brass specials viz. brass ferrule, brass hexagonal nipple, GM full way wheel valve, bend, MTA, FTA, couplers, PVC Service Saddle of suitable size etc. and connecting with the mains, testing the joints etc. complete including trenching and refilling in all kinds of soil up to a depth of 1.50m for main line tracing and trench of average cross section 0.3m x 0.75m for laying connection pipe and service pipe, fixing water meter, lighting, watching, providing caution boards, traffic control etc. complete including hire for tools, cost of consumables and labour charges but excluding cost of pipes and specials, water meter and meter box and excluding charges for cutting the concrete / tarred / bituminous roads etc, and as per the direction of the departmental officers. (PRICE Code: 100.60.13.3.3) | 2398.3 | no | PRICE Data | Others | Others
Providing 15mm (1/2 inch) house connection with 15mm water meter from existing AC / GI mains up to 125 mm dia., up to a length of 5m using 20mm ( 1/2 inch ) PE Pipe, PE80, PN16, Conforming to IS 4984: 2016 or later edition and PP PN 16 Compression / GM / Brass specials viz. brass ferrule, brass hexagonal nipple, GM full way wheel valve, bend, MTA, FTA, couplers, GI / MS Service Saddle of suitable size etc. and connecting with the mains, testing the joints etc. complete including trenching and refilling in all kinds of soil up to a depth of 1.50m for main line tracing and trench of average cross section 0.3m x 0.75m for laying connection pipe and service pipe, fixing water meter, lighting, watching, providing caution boards, traffic control etc. complete including cost of materials, hire for tools, cost of consumables and labour charges but excluding cost of water meter and meter box and excluding charges for cutting the concrete / tarred / bituminous roads etc, and as per the direction of the departmental officers. (PRICE Code: 100.60.13.4.1) | 4836.8 | no | PRICE Data | Others | Others
Providing 15mm (1/2 inch) house connection with 15mm water meter from existing AC / GI mains up to 125 mm dia., up to a length of 5m using 20mm ( 1/2 inch ) PE Pipe, PE80, PN16, Conforming to IS 4984: 2016 or later edition and PP PN 16 Compression / GM / Brass specials viz. brass ferrule, brass hexagonal nipple, GM full way wheel valve, bend, MTA, FTA, couplers, GI / MS Service Saddle of suitable size etc. and connecting with the mains, testing the joints etc. complete including trenching and refilling in all kinds of soil up to a depth of 1.50m for main line tracing and trench of average cross section 0.3m x 0.75m for laying connection pipe and service pipe, fixing water meter, lighting, watching, providing caution boards, traffic control etc. complete including cost of materials, hire for tools, cost of consumables and labour charges, including the cost of tested Class B Multijet water meter with ISI mark and weather resistant PP / PE meter box of minimum size 300mm x 200mm x 150mm, but excluding charges for cutting the concrete / tarred / bituminous roads etc, and as per the direction of the departmental officers. (PRICE Code: 100.60.13.4.2) | 6143.45 | no | PRICE Data | Others | Others
Providing 15mm (1/2 inch) house connection with 15mm water meter from existing AC / GI mains up to 125 mm dia., up to a length of 5m using 20mm ( 1/2 inch ) PE Pipe, PE80, PN16, Conforming to IS 4984: 2016 or later edition and PP PN 16 Compression / GM / Brass specials viz. brass ferrule, brass hexagonal nipple, GM full way wheel valve, bend, MTA, FTA, couplers, GI / MS Service Saddle of suitable size etc. and connecting with the mains, testing the joints etc. complete including trenching and refilling in all kinds of soil up to a depth of 1.50m for main line tracing and trench of average cross section 0.3m x 0.75m for laying connection pipe and service pipe, fixing water meter, lighting, watching, providing caution boards, traffic control etc. complete including hire for tools, cost of consumables and labour charges but excluding cost of pipes and specials, water meter and meter box and excluding charges for cutting the concrete / tarred / bituminous roads etc, and as per the direction of the departmental officers. (PRICE Code: 100.60.13.4.3) | 2375.05 | no | PRICE Data | Others | Others
Providing 20mm (3/4 inch) house connection with 20mm water meter from existing AC / GI mains up to 125 mm dia., up to a length of 5 m using 25mm ( 3/4 inch ) PE Pipe, PE80, PN16, Conforming to IS 4984: 2016 or later edition and PP PN 16 Compression / GM / Brass specials viz. brass ferrule, brass hexagonal nipple, GM full way wheel valve, bend, MTA, FTA, couplers, GI / MS Service Saddle of suitable size etc. and connecting with the mains, testing the joints etc. complete including trenching and refilling in all kinds of soil up to a depth of 1.50m for main line tracing and trench of average cross section 0.3m x 0.75m for laying connection pipe and service pipe, fixing water meter, lighting, watching, providing caution boards, traffic control etc. complete including cost of materials, hire for tools, cost of consumables and labour charges but excluding cost of water meter and meter box and excluding charges for cutting the concrete / tarred / bituminous roads etc, and as per the direction of the departmental officers. (PRICE Code: 100.60.13.5.1) | 5573.5 | no | PRICE Data | Others | Others
Providing 20mm (3/4 inch) house connection with 20mm water meter from existing AC / GI mains up to 125 mm dia., up to a length of 5 m using 25mm ( 3/4 inch ) PE Pipe, PE80, PN16, Conforming to IS 4984: 2016 or later edition and PP PN 16 Compression / GM / Brass specials viz. brass ferrule, brass hexagonal nipple, GM full way wheel valve, bend, MTA, FTA, couplers, GI / MS Service Saddle of suitable size etc. and connecting with the mains, testing the joints etc. complete including trenching and refilling in all kinds of soil up to a depth of 1.50m for main line tracing and trench of average cross section 0.3m x 0.75m for laying connection pipe and service pipe, fixing water meter, lighting, watching, providing caution boards, traffic control etc. complete including cost of materials, hire for tools, cost of consumables and labour charges, including the cost of tested Class B Multijet water meter with ISI mark and weather resistant PP / PE meter box of minimum size 300mm x 200mm x 150mm, but excluding charges for cutting the concrete / tarred / bituminous roads etc, and as per the direction of the departmental officers. (PRICE Code: 100.60.13.5.2) | 7291.15 | no | PRICE Data | Others | Others
Providing 20mm (3/4 inch) house connection with 20mm water meter from existing AC / GI mains up to 125 mm dia., up to a length of 5 m using 25mm ( 3/4 inch ) PE Pipe, PE80, PN16, Conforming to IS 4984: 2016 or later edition and PP PN 16 Compression / GM / Brass specials viz. brass ferrule, brass hexagonal nipple, GM full way wheel valve, bend, MTA, FTA, couplers, GI / MS Service Saddle of suitable size etc. and connecting with the mains, testing the joints etc. complete including trenching and refilling in all kinds of soil up to a depth of 1.50m for main line tracing and trench of average cross section 0.3m x 0.75m for laying connection pipe and service pipe, fixing water meter, lighting, watching, providing caution boards, traffic control etc. complete including hire for tools, cost of consumables and labour charges but excluding cost of pipes and specials, water meter and meter box and excluding charges for cutting the concrete / tarred / bituminous roads etc, and as per the direction of the departmental officers. (PRICE Code: 100.60.13.5.3) | 2398.3 | no | PRICE Data | Others | Others
Providing 20mm (3/4 inch) house connection with 15mm water meter from existing AC / GI mains up to 125 mm dia., up to a length of 5 m using 25mm ( 3/4 inch ) PE Pipe, PE80, PN16, Conforming to IS 4984: 2016 or later edition and PP PN 16 Compression / GM / Brass specials viz. brass ferrule, brass hexagonal nipple, GM full way wheel valve, bend, MTA, FTA, couplers, GI / MS Service Saddle of suitable size etc. and connecting with the mains, testing the joints etc. complete including trenching and refilling in all kinds of soil up to a depth of 1.50m for main line tracing and trench of average cross section 0.3m x 0.75m for laying connection pipe and service pipe, fixing water meter, lighting, watching, providing caution boards, traffic control etc. complete including cost of materials, hire for tools, cost of consumables and labour charges but excluding cost of water meter and meter box and excluding charges for cutting the concrete / tarred / bituminous roads etc, and as per the direction of the departmental officers. (PRICE Code: 100.60.13.6.1) | 5553.85 | no | PRICE Data | Others | Others
Providing 20mm (3/4 inch) house connection with 15mm water meter from existing AC / GI mains up to 125 mm dia., up to a length of 5 m using 25mm ( 3/4 inch ) PE Pipe, PE80, PN16, Conforming to IS 4984: 2016 or later edition and PP PN 16 Compression / GM / Brass specials viz. brass ferrule, brass hexagonal nipple, GM full way wheel valve, bend, MTA, FTA, couplers, GI / MS Service Saddle of suitable size etc. and connecting with the mains, testing the joints etc. complete including trenching and refilling in all kinds of soil up to a depth of 1.50m for main line tracing and trench of average cross section 0.3m x 0.75m for laying connection pipe and service pipe, fixing water meter, lighting, watching, providing caution boards, traffic control etc. complete including cost of materials, hire for tools, cost of consumables and labour charges, including the cost of tested Class B Multijet water meter with ISI mark and weather resistant PP / PE meter box of minimum size 300mm x 200mm x 150mm, but excluding charges for cutting the concrete / tarred / bituminous roads etc, and as per the direction of the departmental officers. (PRICE Code: 100.60.13.6.2) | 6860.55 | no | PRICE Data | Others | Others
Providing 20mm (3/4 inch) house connection with 15mm water meter from existing AC / GI mains up to 125 mm dia., up to a length of 5 m using 25mm ( 3/4 inch ) PE Pipe, PE80, PN16, Conforming to IS 4984: 2016 or later edition and PP PN 16 Compression / GM / Brass specials viz. brass ferrule, brass hexagonal nipple, GM full way wheel valve, bend, MTA, FTA, couplers, GI / MS Service Saddle of suitable size etc. and connecting with the mains, testing the joints etc. complete including trenching and refilling in all kinds of soil up to a depth of 1.50m for main line tracing and trench of average cross section 0.3m x 0.75m for laying connection pipe and service pipe, fixing water meter, lighting, watching, providing caution boards, traffic control etc. complete including hire for tools, cost of consumables and labour charges but excluding cost of pipes and specials, water meter and meter box and excluding charges for cutting the concrete / tarred / bituminous roads etc, and as per the direction of the departmental officers. (PRICE Code: 100.60.13.6.3) | 2398.3 | no | PRICE Data | Others | Others
Providing 15mm (1/2 inch) house connection with 15mm water meter from existing CI mains up to 125 mm dia., up to a length of 5 m using 20mm ( 1/2 inch ) PE Pipe, PE80, PN16, Conforming to IS 4984: 2016 or later edition and PP PN 16 Compression / GM / Brass specials viz. brass ferrule, brass hexagonal nipple, GM full way wheel valve, bend, MTA, FTA, couplers etc. and connecting with the mains, testing the joints etc. complete including trenching and refilling in all kinds of soil up to a depth of 1.50m for main line tracing and trench of average cross section 0.3m x 0.75m for laying connection pipe and service pipe, fixing water meter, lighting, watching, providing caution boards, traffic control etc. complete including cost of materials, hire for tools, cost of consumables and labour charges but excluding cost of water meter and meter box and excluding charges for cutting the concrete / tarred / bituminous roads etc, and as per the direction of the departmental officers. (PRICE Code: 100.60.13.7.1) | 5527.4 | no | PRICE Data | Others | Others
Providing 15mm (1/2 inch) house connection with 15mm water meter from existing CI mains up to 125 mm dia., up to a length of 5 m using 20mm ( 1/2 inch ) PE Pipe, PE80, PN16, Conforming to IS 4984: 2016 or later edition and PP PN 16 Compression / GM / Brass specials viz. brass ferrule, brass hexagonal nipple, GM full way wheel valve, bend, MTA, FTA, couplers etc. and connecting with the mains, testing the joints etc. complete including trenching and refilling in all kinds of soil up to a depth of 1.50m for main line tracing and trench of average cross section 0.3m x 0.75m for laying connection pipe and service pipe, fixing water meter, lighting, watching, providing caution boards, traffic control etc. complete including cost of materials, hire for tools, cost of consumables and labour charges, including the cost of tested Class B Multijet water meter with ISI mark and weather resistant PP / PE meter box of minimum size 300mm x 200mm x 150mm, but excluding charges for cutting the concrete / tarred / bituminous roads etc, and as per the direction of the departmental officers. (PRICE Code: 100.60.13.7.2) | 6834.1 | no | PRICE Data | Others | Others
Providing 15mm (1/2 inch) house connection with 15mm water meter from existing CI mains up to 125 mm dia., up to a length of 5 m using 20mm ( 1/2 inch ) PE Pipe, PE80, PN16, Conforming to IS 4984: 2016 or later edition and PP PN 16 Compression / GM / Brass specials viz. brass ferrule, brass hexagonal nipple, GM full way wheel valve, bend, MTA, FTA, couplers etc. and connecting with the mains, testing the joints etc. complete including trenching and refilling in all kinds of soil up to a depth of 1.50m for main line tracing and trench of average cross section 0.3m x 0.75m for laying connection pipe and service pipe, fixing water meter, lighting, watching, providing caution boards, traffic control etc. complete including hire for tools, cost of consumables and labour charges but excluding cost of pipes and specials, water meter and meter box and excluding charges for cutting the concrete / tarred / bituminous roads etc, and as per the direction of the departmental officers. (PRICE Code: 100.60.13.7.3) | 3290.35 | no | PRICE Data | Others | Others
Providing 20mm (3/4 inch) house connection with 20mm water meter from existing CI mains up to 125 mm dia., up to a length of 5 m using 25mm ( 3/4 inch ) PE Pipe, PE80, PN16, Conforming to IS 4984: 2016 or later edition and PP PN 16 Compression / GM / Brass specials viz. brass ferrule, brass hexagonal nipple, GM full way wheel valve, bend, MTA, FTA, couplers etc. and connecting with the mains, testing the joints etc. complete including trenching and refilling in all kinds of soil up to a depth of 1.50m for main line tracing and trench of average cross section 0.3m x 0.75m for laying connection pipe and service pipe, fixing water meter, lighting, watching, providing caution boards, traffic control etc. complete including cost of materials, hire for tools, cost of consumables and labour charges but excluding cost of water meter and meter box and excluding charges for cutting the concrete / tarred / bituminous roads etc, and as per the direction of the departmental officers. (PRICE Code: 100.60.13.8.1) | 6264.15 | no | PRICE Data | Others | Others
Providing 20mm (3/4 inch) house connection with 20mm water meter from existing CI mains up to 125 mm dia., up to a length of 5 m using 25mm ( 3/4 inch ) PE Pipe, PE80, PN16, Conforming to IS 4984: 2016 or later edition and PP PN 16 Compression / GM / Brass specials viz. brass ferrule, brass hexagonal nipple, GM full way wheel valve, bend, MTA, FTA, couplers etc. and connecting with the mains, testing the joints etc. complete including trenching and refilling in all kinds of soil up to a depth of 1.50m for main line tracing and trench of average cross section 0.3m x 0.75m for laying connection pipe and service pipe, fixing water meter, lighting, watching, providing caution boards, traffic control etc. complete including cost of materials, hire for tools, cost of consumables and labour charges, including the cost of tested Class B Multijet water meter with ISI mark and weather resistant PP / PE meter box of minimum size 300mm x 200mm x 150mm, but excluding charges for cutting the concrete / tarred / bituminous roads etc, and as per the direction of the departmental officers. (PRICE Code: 100.60.13.8.2) | 7981.8 | no | PRICE Data | Others | Others
Providing 20mm (3/4 inch) house connection with 20mm water meter from existing CI mains up to 125 mm dia., up to a length of 5 m using 25mm ( 3/4 inch ) PE Pipe, PE80, PN16, Conforming to IS 4984: 2016 or later edition and PP PN 16 Compression / GM / Brass specials viz. brass ferrule, brass hexagonal nipple, GM full way wheel valve, bend, MTA, FTA, couplers etc. and connecting with the mains, testing the joints etc. complete including trenching and refilling in all kinds of soil up to a depth of 1.50m for main line tracing and trench of average cross section 0.3m x 0.75m for laying connection pipe and service pipe, fixing water meter, lighting, watching, providing caution boards, traffic control etc. complete including hire for tools, cost of consumables and labour charges but excluding cost of pipes and specials, water meter and meter box and excluding charges for cutting the concrete / tarred / bituminous roads etc, and as per the direction of the departmental officers. (PRICE Code: 100.60.13.8.3) | 3313.55 | no | PRICE Data | Others | Others
Providing 20mm (3/4 inch) house connection with 15mm water meter from existing CI mains up to 125 mm dia., up to a length of 5 m using 25mm ( 3/4 inch ) PE Pipe, PE80, PN16, Conforming to IS 4984: 2016 or later edition and PP PN 16 Compression / GM / Brass specials viz. brass ferrule, brass hexagonal nipple, GM full way wheel valve, bend, MTA, FTA, couplers etc. and connecting with the mains, testing the joints etc. complete including trenching and refilling in all kinds of soil up to a depth of 1.50m for main line tracing and trench of average cross section 0.3m x 0.75m for laying connection pipe and service pipe, fixing water meter, lighting, watching, providing caution boards, traffic control etc. complete including cost of materials, hire for tools, cost of consumables and labour charges but excluding cost of water meter and meter box and excluding charges for cutting the concrete / tarred / bituminous roads etc, and as per the direction of the departmental officers. (PRICE Code: 100.60.13.9.1) | 6244.45 | no | PRICE Data | Others | Others
Providing 20mm (3/4 inch) house connection with 15mm water meter from existing CI mains up to 125 mm dia., up to a length of 5 m using 25mm ( 3/4 inch ) PE Pipe, PE80, PN16, Conforming to IS 4984: 2016 or later edition and PP PN 16 Compression / GM / Brass specials viz. brass ferrule, brass hexagonal nipple, GM full way wheel valve, bend, MTA, FTA, couplers etc. and connecting with the mains, testing the joints etc. complete including trenching and refilling in all kinds of soil up to a depth of 1.50m for main line tracing and trench of average cross section 0.3m x 0.75m for laying connection pipe and service pipe, fixing water meter, lighting, watching, providing caution boards, traffic control etc. complete including cost of materials, hire for tools, cost of consumables and labour charges, including the cost of tested Class B Multijet water meter with ISI mark and weather resistant PP / PE meter box of minimum size 300mm x 200mm x 150mm, but excluding charges for cutting the concrete / tarred / bituminous roads etc, and as per the direction of the departmental officers. (PRICE Code: 100.60.13.9.2) | 7551.15 | no | PRICE Data | Others | Others
Providing 20mm (3/4 inch) house connection with 15mm water meter from existing CI mains up to 125 mm dia., up to a length of 5 m using 25mm ( 3/4 inch ) PE Pipe, PE80, PN16, Conforming to IS 4984: 2016 or later edition and PP PN 16 Compression / GM / Brass specials viz. brass ferrule, brass hexagonal nipple, GM full way wheel valve, bend, MTA, FTA, couplers etc. and connecting with the mains, testing the joints etc. complete including trenching and refilling in all kinds of soil up to a depth of 1.50m for main line tracing and trench of average cross section 0.3m x 0.75m for laying connection pipe and service pipe, fixing water meter, lighting, watching, providing caution boards, traffic control etc. complete including hire for tools, cost of consumables and labour charges but excluding cost of pipes and specials, water meter and meter box and excluding charges for cutting the concrete / tarred / bituminous roads etc, and as per the direction of the departmental officers. (PRICE Code: 100.60.13.9.3) | 3313.55 | no | PRICE Data | Others | Others
Providing 15mm (1/2 inch) house connection with 15mm water meter from existing PVC / HDPE mains from 140mm to 200mm dia., up to a length of 5 m using 20mm ( 1/2 inch ) PE Pipe, PE80, PN16, Conforming to IS 4984: 2016 or later edition and PP PN 16 Compression / GM / Brass specials viz. brass ferrule, brass hexagonal nipple, GM full way wheel valve, bend, MTA, FTA, couplers, PVC Service Saddle of suitable size etc. and connecting with the mains, testing the joints etc. complete including trenching and refilling in all kinds of soil up to a depth of 1.50m for main line tracing and trench of average cross section 0.3m x 0.75m for laying connection pipe and service pipe, fixing water meter, lighting, watching, providing caution boards, traffic control etc. complete including cost of materials, hire for tools, cost of consumables and labour charges but excluding cost of water meter and meter box and excluding charges for cutting the concrete / tarred / bituminous roads etc, and as per the direction of the departmental officers. (PRICE Code: 100.60.14.1.1) | 4816.25 | no | PRICE Data | Others | Others
Providing 15mm (1/2 inch) house connection with 15mm water meter from existing PVC / HDPE mains from 140mm to 200mm dia., up to a length of 5 m using 20mm ( 1/2 inch ) PE Pipe, PE80, PN16, Conforming to IS 4984: 2016 or later edition and PP PN 16 Compression / GM / Brass specials viz. brass ferrule, brass hexagonal nipple, GM full way wheel valve, bend, MTA, FTA, couplers, PVC Service Saddle of suitable size etc. and connecting with the mains, testing the joints etc. complete including trenching and refilling in all kinds of soil up to a depth of 1.50m for main line tracing and trench of average cross section 0.3m x 0.75m for laying connection pipe and service pipe, fixing water meter, lighting, watching, providing caution boards, traffic control etc. complete including cost of materials, hire for tools, cost of consumables and labour charges, including the cost of tested Class B Multijet water meter with ISI mark and weather resistant PP / PE meter box of minimum size 300mm x 200mm x 150mm, but excluding charges for cutting the concrete / tarred / bituminous roads etc, and as per the direction of the departmental officers. (PRICE Code: 100.60.14.1.2) | 6122.95 | no | PRICE Data | Others | Others
Providing 15mm (1/2 inch) house connection with 15mm water meter from existing PVC / HDPE mains from 140mm to 200mm dia., up to a length of 5 m using 20mm ( 1/2 inch ) PE Pipe, PE80, PN16, Conforming to IS 4984: 2016 or later edition and PP PN 16 Compression / GM / Brass specials viz. brass ferrule, brass hexagonal nipple, GM full way wheel valve, bend, MTA, FTA, couplers, PVC Service Saddle of suitable size etc. and connecting with the mains, testing the joints etc. complete including trenching and refilling in all kinds of soil up to a depth of 1.50m for main line tracing and trench of average cross section 0.3m x 0.75m for laying connection pipe and service pipe, fixing water meter, lighting, watching, providing caution boards, traffic control etc. complete including hire for tools, cost of consumables and labour charges but excluding cost of pipes and specials, water meter and meter box and excluding charges for cutting the concrete / tarred / bituminous roads etc, and as per the direction of the departmental officers. (PRICE Code: 100.60.14.1.3) | 2375.05 | no | PRICE Data | Others | Others
Providing 20mm (3/4 inch) house connection with 20mm water meter from existing PVC / HDPE mains from 140mm to 200mm dia., up to a length of 5 m using 25mm ( 3/4 inch ) PE Pipe, PE80, PN16, Conforming to IS 4984: 2016 or later edition and PP PN 16 Compression / GM / Brass specials viz. brass ferrule, brass hexagonal nipple, GM full way wheel valve, bend, MTA, FTA, couplers, PVC Service Saddle of suitable size etc. and connecting with the mains, testing the joints etc. complete including trenching and refilling in all kinds of soil up to a depth of 1.50m for main line tracing and trench of average cross section 0.3m x 0.75m for laying connection pipe and service pipe, fixing water meter, lighting, watching, providing caution boards, traffic control etc. complete including cost of materials, hire for tools, cost of consumables and labour charges but excluding cost of water meter and meter box and excluding charges for cutting the concrete / tarred / bituminous roads etc, and as per the direction of the departmental officers. (PRICE Code: 100.60.14.2.1) | 5552.95 | no | PRICE Data | Others | Others
Providing 20mm (3/4 inch) house connection with 20mm water meter from existing PVC / HDPE mains from 140mm to 200mm dia., up to a length of 5 m using 25mm ( 3/4 inch ) PE Pipe, PE80, PN16, Conforming to IS 4984: 2016 or later edition and PP PN 16 Compression / GM / Brass specials viz. brass ferrule, brass hexagonal nipple, GM full way wheel valve, bend, MTA, FTA, couplers, PVC Service Saddle of suitable size etc. and connecting with the mains, testing the joints etc. complete including trenching and refilling in all kinds of soil up to a depth of 1.50m for main line tracing and trench of average cross section 0.3m x 0.75m for laying connection pipe and service pipe, fixing water meter, lighting, watching, providing caution boards, traffic control etc. complete including cost of materials, hire for tools, cost of consumables and labour charges, including the cost of tested Class B Multijet water meter with ISI mark and weather resistant PP / PE meter box of minimum size 300mm x 200mm x 150mm, but excluding charges for cutting the concrete / tarred / bituminous roads etc, and as per the direction of the departmental officers. (PRICE Code: 100.60.14.2.2) | 7270.6 | no | PRICE Data | Others | Others
Providing 20mm (3/4 inch) house connection with 20mm water meter from existing PVC / HDPE mains from 140mm to 200mm dia., up to a length of 5 m using 25mm ( 3/4 inch ) PE Pipe, PE80, PN16, Conforming to IS 4984: 2016 or later edition and PP PN 16 Compression / GM / Brass specials viz. brass ferrule, brass hexagonal nipple, GM full way wheel valve, bend, MTA, FTA, couplers, PVC Service Saddle of suitable size etc. and connecting with the mains, testing the joints etc. complete including trenching and refilling in all kinds of soil up to a depth of 1.50m for main line tracing and trench of average cross section 0.3m x 0.75m for laying connection pipe and service pipe, fixing water meter, lighting, watching, providing caution boards, traffic control etc. complete including hire for tools, cost of consumables and labour charges but excluding cost of pipes and specials, water meter and meter box and excluding charges for cutting the concrete / tarred / bituminous roads etc, and as per the direction of the departmental officers. (PRICE Code: 100.60.14.2.3) | 2398.3 | no | PRICE Data | Others | Others
Providing 20mm (3/4 inch) house connection with 15mm water meter from existing PVC / HDPE mains from 140mm to 200mm dia., up to a length of 5 m using 25mm ( 3/4 inch ) PE Pipe, PE80, PN16, Conforming to IS 4984: 2016 or later edition and PP PN 16 Compression / GM / Brass specials viz. brass ferrule, brass hexagonal nipple, GM full way wheel valve, bend, MTA, FTA, couplers, PVC Service Saddle of suitable size etc. and connecting with the mains, testing the joints etc. complete including trenching and refilling in all kinds of soil up to a depth of 1.50m for main line tracing and trench of average cross section 0.3m x 0.75m for laying connection pipe and service pipe, fixing water meter, lighting, watching, providing caution boards, traffic control etc. complete including cost of materials, hire for tools, cost of consumables and labour charges but excluding cost of water meter and meter box and excluding charges for cutting the concrete / tarred / bituminous roads etc, and as per the direction of the departmental officers. (PRICE Code: 100.60.14.3.1) | 5533.3 | no | PRICE Data | Others | Others
Providing 20mm (3/4 inch) house connection with 15mm water meter from existing PVC / HDPE mains from 140mm to 200mm dia., up to a length of 5 m using 25mm ( 3/4 inch ) PE Pipe, PE80, PN16, Conforming to IS 4984: 2016 or later edition and PP PN 16 Compression / GM / Brass specials viz. brass ferrule, brass hexagonal nipple, GM full way wheel valve, bend, MTA, FTA, couplers, PVC Service Saddle of suitable size etc. and connecting with the mains, testing the joints etc. complete including trenching and refilling in all kinds of soil up to a depth of 1.50m for main line tracing and trench of average cross section 0.3m x 0.75m for laying connection pipe and service pipe, fixing water meter, lighting, watching, providing caution boards, traffic control etc. complete including cost of materials, hire for tools, cost of consumables and labour charges, including the cost of tested Class B Multijet water meter with ISI mark and weather resistant PP / PE meter box of minimum size 300mm x 200mm x 150mm, but excluding charges for cutting the concrete / tarred / bituminous roads etc, and as per the direction of the departmental officers. (PRICE Code: 100.60.14.3.2) | 6840 | no | PRICE Data | Others | Others
Providing 20mm (3/4 inch) house connection with 15mm water meter from existing PVC / HDPE mains from 140mm to 200mm dia., up to a length of 5 m using 25mm ( 3/4 inch ) PE Pipe, PE80, PN16, Conforming to IS 4984: 2016 or later edition and PP PN 16 Compression / GM / Brass specials viz. brass ferrule, brass hexagonal nipple, GM full way wheel valve, bend, MTA, FTA, couplers, PVC Service Saddle of suitable size etc. and connecting with the mains, testing the joints etc. complete including trenching and refilling in all kinds of soil up to a depth of 1.50m for main line tracing and trench of average cross section 0.3m x 0.75m for laying connection pipe and service pipe, fixing water meter, lighting, watching, providing caution boards, traffic control etc. complete including hire for tools, cost of consumables and labour charges but excluding cost of pipes and specials, water meter and meter box and excluding charges for cutting the concrete / tarred / bituminous roads etc, and as per the direction of the departmental officers. (PRICE Code: 100.60.14.3.3) | 2398.3 | no | PRICE Data | Others | Others
Providing 15mm (1/2 inch) house connection with 15mm water meter from existing AC / GI mains from 150mm to 200mm dia., up to a length of 5 m using 20mm ( 1/2 inch ) PE Pipe, PE80, PN16, Conforming to IS 4984: 2016 or later edition and PP PN 16 Compression / GM / Brass specials viz. brass ferrule, brass hexagonal nipple, GM full way wheel valve, bend, MTA, FTA, couplers, GI / MS Service Saddle of suitable size etc. and connecting with the mains, testing the joints etc. complete including trenching and refilling in all kinds of soil up to a depth of 1.50m for main line tracing and trench of average cross section 0.3m x 0.75m for laying connection pipe and service pipe, fixing water meter, lighting, watching, providing caution boards, traffic control etc. complete including cost of materials, hire for tools, cost of consumables and labour charges but excluding cost of water meter and meter box and excluding charges for cutting the concrete / tarred / bituminous roads etc, and as per the direction of the departmental officers. (PRICE Code: 100.60.14.4.1) | 4923.85 | no | PRICE Data | Others | Others
Providing 15mm (1/2 inch) house connection with 15mm water meter from existing AC / GI mains from 150mm to 200mm dia., up to a length of 5 m using 20mm ( 1/2 inch ) PE Pipe, PE80, PN16, Conforming to IS 4984: 2016 or later edition and PP PN 16 Compression / GM / Brass specials viz. brass ferrule, brass hexagonal nipple, GM full way wheel valve, bend, MTA, FTA, couplers, GI / MS Service Saddle of suitable size etc. and connecting with the mains, testing the joints etc. complete including trenching and refilling in all kinds of soil up to a depth of 1.50m for main line tracing and trench of average cross section 0.3m x 0.75m for laying connection pipe and service pipe, fixing water meter, lighting, watching, providing caution boards, traffic control etc. complete including cost of materials, hire for tools, cost of consumables and labour charges, including the cost of tested Class B Multijet water meter with ISI mark and weather resistant PP / PE meter box of minimum size 300mm x 200mm x 150mm, but excluding charges for cutting the concrete / tarred / bituminous roads etc, and as per the direction of the departmental officers. (PRICE Code: 100.60.14.4.2) | 6230.55 | no | PRICE Data | Others | Others
Providing 15mm (1/2 inch) house connection with 15mm water meter from existing AC / GI mains from 150mm to 200mm dia., up to a length of 5 m using 20mm ( 1/2 inch ) PE Pipe, PE80, PN16, Conforming to IS 4984: 2016 or later edition and PP PN 16 Compression / GM / Brass specials viz. brass ferrule, brass hexagonal nipple, GM full way wheel valve, bend, MTA, FTA, couplers, GI / MS Service Saddle of suitable size etc. and connecting with the mains, testing the joints etc. complete including trenching and refilling in all kinds of soil up to a depth of 1.50m for main line tracing and trench of average cross section 0.3m x 0.75m for laying connection pipe and service pipe, fixing water meter, lighting, watching, providing caution boards, traffic control etc. complete including hire for tools, cost of consumables and labour charges but excluding cost of pipes and specials, water meter and meter box and excluding charges for cutting the concrete / tarred / bituminous roads etc, and as per the direction of the departmental officers. (PRICE Code: 100.60.14.4.3) | 2375.05 | no | PRICE Data | Others | Others
Providing 20mm (3/4 inch) house connection with 20mm water meter from existing AC / GI mains from 150mm to 200mm dia., up to a length of 5 m using 25mm ( 3/4 inch ) PE Pipe, PE80, PN16, Conforming to IS 4984: 2016 or later edition and PP PN 16 Compression / GM / Brass specials viz. brass ferrule, brass hexagonal nipple, GM full way wheel valve, bend, MTA, FTA, couplers, GI / MS Service Saddle of suitable size etc. and connecting with the mains, testing the joints etc. complete including trenching and refilling in all kinds of soil up to a depth of 1.50m for main line tracing and trench of average cross section 0.3m x 0.75m for laying connection pipe and service pipe, fixing water meter, lighting, watching, providing caution boards, traffic control etc. complete including cost of materials, hire for tools, cost of consumables and labour charges but excluding cost of water meter and meter box and excluding charges for cutting the concrete / tarred / bituminous roads etc, and as per the direction of the departmental officers. (PRICE Code: 100.60.14.5.1) | 5660.6 | no | PRICE Data | Others | Others
Providing 20mm (3/4 inch) house connection with 20mm water meter from existing AC / GI mains from 150mm to 200mm dia., up to a length of 5 m using 25mm ( 3/4 inch ) PE Pipe, PE80, PN16, Conforming to IS 4984: 2016 or later edition and PP PN 16 Compression / GM / Brass specials viz. brass ferrule, brass hexagonal nipple, GM full way wheel valve, bend, MTA, FTA, couplers, GI / MS Service Saddle of suitable size etc. and connecting with the mains, testing the joints etc. complete including trenching and refilling in all kinds of soil up to a depth of 1.50m for main line tracing and trench of average cross section 0.3m x 0.75m for laying connection pipe and service pipe, fixing water meter, lighting, watching, providing caution boards, traffic control etc. complete including cost of materials, hire for tools, cost of consumables and labour charges, including the cost of tested Class B Multijet water meter with ISI mark and weather resistant PP / PE meter box of minimum size 300mm x 200mm x 150mm, but excluding charges for cutting the concrete / tarred / bituminous roads etc, and as per the direction of the departmental officers. (PRICE Code: 100.60.14.5.2) | 7378.25 | no | PRICE Data | Others | Others
Providing 20mm (3/4 inch) house connection with 20mm water meter from existing AC / GI mains from 150mm to 200mm dia., up to a length of 5 m using 25mm ( 3/4 inch ) PE Pipe, PE80, PN16, Conforming to IS 4984: 2016 or later edition and PP PN 16 Compression / GM / Brass specials viz. brass ferrule, brass hexagonal nipple, GM full way wheel valve, bend, MTA, FTA, couplers, GI / MS Service Saddle of suitable size etc. and connecting with the mains, testing the joints etc. complete including trenching and refilling in all kinds of soil up to a depth of 1.50m for main line tracing and trench of average cross section 0.3m x 0.75m for laying connection pipe and service pipe, fixing water meter, lighting, watching, providing caution boards, traffic control etc. complete including hire for tools, cost of consumables and labour charges but excluding cost of pipes and specials, water meter and meter box and excluding charges for cutting the concrete / tarred / bituminous roads etc, and as per the direction of the departmental officers. (PRICE Code: 100.60.14.5.3) | 2398.3 | no | PRICE Data | Others | Others
Providing 20mm (3/4 inch) house connection with 15mm water meter from existing AC / GI mains from 150mm to 200mm dia., up to a length of 5 m using 25mm ( 3/4 inch ) PE Pipe, PE80, PN16, Conforming to IS 4984: 2016 or later edition and PP PN 16 Compression / GM / Brass specials viz. brass ferrule, brass hexagonal nipple, GM full way wheel valve, bend, MTA, FTA, couplers, GI / MS Service Saddle of suitable size etc. and connecting with the mains, testing the joints etc. complete including trenching and refilling in all kinds of soil up to a depth of 1.50m for main line tracing and trench of average cross section 0.3m x 0.75m for laying connection pipe and service pipe, fixing water meter, lighting, watching, providing caution boards, traffic control etc. complete including cost of materials, hire for tools, cost of consumables and labour charges but excluding cost of water meter and meter box and excluding charges for cutting the concrete / tarred / bituminous roads etc, and as per the direction of the departmental officers. (PRICE Code: 100.60.14.6.1) | 5640.9 | no | PRICE Data | Others | Others
Providing 20mm (3/4 inch) house connection with 15mm water meter from existing AC / GI mains from 150mm to 200mm dia., up to a length of 5 m using 25mm ( 3/4 inch ) PE Pipe, PE80, PN16, Conforming to IS 4984: 2016 or later edition and PP PN 16 Compression / GM / Brass specials viz. brass ferrule, brass hexagonal nipple, GM full way wheel valve, bend, MTA, FTA, couplers, GI / MS Service Saddle of suitable size etc. and connecting with the mains, testing the joints etc. complete including trenching and refilling in all kinds of soil up to a depth of 1.50m for main line tracing and trench of average cross section 0.3m x 0.75m for laying connection pipe and service pipe, fixing water meter, lighting, watching, providing caution boards, traffic control etc. complete including cost of materials, hire for tools, cost of consumables and labour charges, including the cost of tested Class B Multijet water meter with ISI mark and weather resistant PP / PE meter box of minimum size 300mm x 200mm x 150mm, but excluding charges for cutting the concrete / tarred / bituminous roads etc, and as per the direction of the departmental officers. (PRICE Code: 100.60.14.6.2) | 6947.6 | no | PRICE Data | Others | Others
Providing 20mm (3/4 inch) house connection with 15mm water meter from existing AC / GI mains from 150mm to 200mm dia., up to a length of 5 m using 25mm ( 3/4 inch ) PE Pipe, PE80, PN16, Conforming to IS 4984: 2016 or later edition and PP PN 16 Compression / GM / Brass specials viz. brass ferrule, brass hexagonal nipple, GM full way wheel valve, bend, MTA, FTA, couplers, GI / MS Service Saddle of suitable size etc. and connecting with the mains, testing the joints etc. complete including trenching and refilling in all kinds of soil up to a depth of 1.50m for main line tracing and trench of average cross section 0.3m x 0.75m for laying connection pipe and service pipe, fixing water meter, lighting, watching, providing caution boards, traffic control etc. complete including hire for tools, cost of consumables and labour charges but excluding cost of pipes and specials, water meter and meter box and excluding charges for cutting the concrete / tarred / bituminous roads etc, and as per the direction of the departmental officers. (PRICE Code: 100.60.14.6.3) | 2398.3 | no | PRICE Data | Others | Others
Providing 15mm (1/2 inch) house connection with 15mm water meter from existing CI mains from 150mm to 200mm dia., up to a length of 5 m using 20mm ( 1/2 inch ) PE Pipe, PE80, PN16, Conforming to IS 4984: 2016 or later edition and PP PN 16 Compression / GM / Brass specials viz. brass ferrule, brass hexagonal nipple, GM full way wheel valve, bend, MTA, FTA, couplers etc. and connecting with the mains, testing the joints etc. complete including trenching and refilling in all kinds of soil up to a depth of 1.50m for main line tracing and trench of average cross section 0.3m x 0.75m for laying connection pipe and service pipe, fixing water meter, lighting, watching, providing caution boards, traffic control etc. complete including cost of materials, hire for tools, cost of consumables and labour charges but excluding cost of water meter and meter box and excluding charges for cutting the concrete / tarred / bituminous roads etc, and as per the direction of the departmental officers. (PRICE Code: 100.60.14.7.1) | 5741.75 | no | PRICE Data | Others | Others
Providing 15mm (1/2 inch) house connection with 15mm water meter from existing CI mains from 150mm to 200mm dia., up to a length of 5 m using 20mm ( 1/2 inch ) PE Pipe, PE80, PN16, Conforming to IS 4984: 2016 or later edition and PP PN 16 Compression / GM / Brass specials viz. brass ferrule, brass hexagonal nipple, GM full way wheel valve, bend, MTA, FTA, couplers etc. and connecting with the mains, testing the joints etc. complete including trenching and refilling in all kinds of soil up to a depth of 1.50m for main line tracing and trench of average cross section 0.3m x 0.75m for laying connection pipe and service pipe, fixing water meter, lighting, watching, providing caution boards, traffic control etc. complete including cost of materials, hire for tools, cost of consumables and labour charges, including the cost of tested Class B Multijet water meter with ISI mark and weather resistant PP / PE meter box of minimum size 300mm x 200mm x 150mm, but excluding charges for cutting the concrete / tarred / bituminous roads etc, and as per the direction of the departmental officers. (PRICE Code: 100.60.14.7.2) | 7048.4 | no | PRICE Data | Others | Others
Providing 15mm (1/2 inch) house connection with 15mm water meter from existing CI mains from 150mm to 200mm dia., up to a length of 5 m using 20mm ( 1/2 inch ) PE Pipe, PE80, PN16, Conforming to IS 4984: 2016 or later edition and PP PN 16 Compression / GM / Brass specials viz. brass ferrule, brass hexagonal nipple, GM full way wheel valve, bend, MTA, FTA, couplers etc. and connecting with the mains, testing the joints etc. complete including trenching and refilling in all kinds of soil up to a depth of 1.50m for main line tracing and trench of average cross section 0.3m x 0.75m for laying connection pipe and service pipe, fixing water meter, lighting, watching, providing caution boards, traffic control etc. complete including hire for tools, cost of consumables and labour charges but excluding cost of pipes and specials, water meter and meter box and excluding charges for cutting the concrete / tarred / bituminous roads etc, and as per the direction of the departmental officers. (PRICE Code: 100.60.14.7.3) | 3504.6 | no | PRICE Data | Others | Others
Providing 20mm (3/4 inch) house connection with 20mm water meter from existing CI mains from 150mm to 200mm dia., up to a length of 5 m using 25mm ( 3/4 inch ) PE Pipe, PE80, PN16, Conforming to IS 4984: 2016 or later edition and PP PN 16 Compression / GM / Brass specials viz. brass ferrule, brass hexagonal nipple, GM full way wheel valve, bend, MTA, FTA, couplers etc. and connecting with the mains, testing the joints etc. complete including trenching and refilling in all kinds of soil up to a depth of 1.50m for main line tracing and trench of average cross section 0.3m x 0.75m for laying connection pipe and service pipe, fixing water meter, lighting, watching, providing caution boards, traffic control etc. complete including cost of materials, hire for tools, cost of consumables and labour charges but excluding cost of water meter and meter box and excluding charges for cutting the concrete / tarred / bituminous roads etc, and as per the direction of the departmental officers. (PRICE Code: 100.60.14.8.1) | 6478.45 | no | PRICE Data | Others | Others
Providing 20mm (3/4 inch) house connection with 20mm water meter from existing CI mains from 150mm to 200mm dia., up to a length of 5 m using 25mm ( 3/4 inch ) PE Pipe, PE80, PN16, Conforming to IS 4984: 2016 or later edition and PP PN 16 Compression / GM / Brass specials viz. brass ferrule, brass hexagonal nipple, GM full way wheel valve, bend, MTA, FTA, couplers etc. and connecting with the mains, testing the joints etc. complete including trenching and refilling in all kinds of soil up to a depth of 1.50m for main line tracing and trench of average cross section 0.3m x 0.75m for laying connection pipe and service pipe, fixing water meter, lighting, watching, providing caution boards, traffic control etc. complete including cost of materials, hire for tools, cost of consumables and labour charges, including the cost of tested Class B Multijet water meter with ISI mark and weather resistant PP / PE meter box of minimum size 300mm x 200mm x 150mm, but excluding charges for cutting the concrete / tarred / bituminous roads etc, and as per the direction of the departmental officers. (PRICE Code: 100.60.14.8.2) | 8196.1 | no | PRICE Data | Others | Others
Providing 20mm (3/4 inch) house connection with 20mm water meter from existing CI mains from 150mm to 200mm dia., up to a length of 5 m using 25mm ( 3/4 inch ) PE Pipe, PE80, PN16, Conforming to IS 4984: 2016 or later edition and PP PN 16 Compression / GM / Brass specials viz. brass ferrule, brass hexagonal nipple, GM full way wheel valve, bend, MTA, FTA, couplers etc. and connecting with the mains, testing the joints etc. complete including trenching and refilling in all kinds of soil up to a depth of 1.50m for main line tracing and trench of average cross section 0.3m x 0.75m for laying connection pipe and service pipe, fixing water meter, lighting, watching, providing caution boards, traffic control etc. complete including hire for tools, cost of consumables and labour charges but excluding cost of pipes and specials, water meter and meter box and excluding charges for cutting the concrete / tarred / bituminous roads etc, and as per the direction of the departmental officers. (PRICE Code: 100.60.14.8.3) | 3527.85 | no | PRICE Data | Others | Others
Providing 20mm (3/4 inch) house connection with 15mm water meter from existing CI mains from 150mm to 200mm dia., up to a length of 5 m using 25mm ( 3/4 inch ) PE Pipe, PE80, PN16, Conforming to IS 4984: 2016 or later edition and PP PN 16 Compression / GM / Brass specials viz. brass ferrule, brass hexagonal nipple, GM full way wheel valve, bend, MTA, FTA, couplers etc. and connecting with the mains, testing the joints etc. complete including trenching and refilling in all kinds of soil up to a depth of 1.50m for main line tracing and trench of average cross section 0.3m x 0.75m for laying connection pipe and service pipe, fixing water meter, lighting, watching, providing caution boards, traffic control etc. complete including cost of materials, hire for tools, cost of consumables and labour charges but excluding cost of water meter and meter box and excluding charges for cutting the concrete / tarred / bituminous roads etc, and as per the direction of the departmental officers. (PRICE Code: 100.60.14.9.1) | 6458.75 | no | PRICE Data | Others | Others
Providing 20mm (3/4 inch) house connection with 15mm water meter from existing CI mains from 150mm to 200mm dia., up to a length of 5 m using 25mm ( 3/4 inch ) PE Pipe, PE80, PN16, Conforming to IS 4984: 2016 or later edition and PP PN 16 Compression / GM / Brass specials viz. brass ferrule, brass hexagonal nipple, GM full way wheel valve, bend, MTA, FTA, couplers etc. and connecting with the mains, testing the joints etc. complete including trenching and refilling in all kinds of soil up to a depth of 1.50m for main line tracing and trench of average cross section 0.3m x 0.75m for laying connection pipe and service pipe, fixing water meter, lighting, watching, providing caution boards, traffic control etc. complete including cost of materials, hire for tools, cost of consumables and labour charges, including the cost of tested Class B Multijet water meter with ISI mark and weather resistant PP / PE meter box of minimum size 300mm x 200mm x 150mm, but excluding charges for cutting the concrete / tarred / bituminous roads etc, and as per the direction of the departmental officers. (PRICE Code: 100.60.14.9.2) | 7765.45 | no | PRICE Data | Others | Others
Providing 20mm (3/4 inch) house connection with 15mm water meter from existing CI mains from 150mm to 200mm dia., up to a length of 5 m using 25mm ( 3/4 inch ) PE Pipe, PE80, PN16, Conforming to IS 4984: 2016 or later edition and PP PN 16 Compression / GM / Brass specials viz. brass ferrule, brass hexagonal nipple, GM full way wheel valve, bend, MTA, FTA, couplers etc. and connecting with the mains, testing the joints etc. complete including trenching and refilling in all kinds of soil up to a depth of 1.50m for main line tracing and trench of average cross section 0.3m x 0.75m for laying connection pipe and service pipe, fixing water meter, lighting, watching, providing caution boards, traffic control etc. complete including hire for tools, cost of consumables and labour charges but excluding cost of pipes and specials, water meter and meter box and excluding charges for cutting the concrete / tarred / bituminous roads etc, and as per the direction of the departmental officers. (PRICE Code: 100.60.14.9.3) | 3527.85 | no | PRICE Data | Others | Others
Providing additional length of house connection pipe using 20 mm (1/2 inch) PE Pipe, PE80, PN16, Conforming to IS 4984: 2016 or later edition and PN16 specials and testing the joints etc., by trenching and refilling in all kinds of soil with trench of average cross section 0.3m x 0.75m for laying of connection pipe and service pipe, lighting, watching, providing caution boards, traffic control etc., including cost of materials, hire for tools, cost of consumables and labour charges etc. complete, but excluding the cost of cutting of concrete / tarred / bituminous roads etc., and as per the directions of the department officers. (PRICE Code: 100.60.15.1.1) | 134.25 | metre | PRICE Data | Others | Others
Providing additional length of house connection pipe using 20mm (1/2 inch) PE Pipe, PE80, PN16, Conforming to IS 4984: 2016 or later edition and PN16 specials and testing the joints etc., by trenching and refilling in all kinds of soil with trench of average cross section 0.3m x 0.75m for laying of connection pipe and service pipe, lighting, watching, providing caution boards, traffic control etc., hire for tools, cost of consumables and labour charges etc. complete, but excluding the cost of cutting of concrete / tarred / bituminous roads, and excluding cost of materials etc., and as per the directions of the department officers. (PRICE Code: 100.60.15.1.2) | 109.55 | metre | PRICE Data | Others | Others
Providing additional length of house connection pipe using 25 mm (3/4 inch) PE Pipe, PE80, PN16, Conforming to IS 4984: 2016 or later edition and PN 16 specials and testing the joints etc., by trenching and refilling in all kinds of soil with trench of average cross section 0.3m x 0.75m for laying of connection pipe and service pipe, lighting, watching, providing caution boards, traffic control etc., including cost of materials, hire for tools, cost of consumables and labour charges etc. complete, but excluding the cost of cutting of concrete / tarred / bituminous roads etc., and as per the directions of the department officers. (PRICE Code: 100.60.15.2.1) | 149.05 | metre | PRICE Data | Others | Others
Providing additional length of house connection pipe using 25 mm (3/4 inch) PE Pipe, PE80, PN16, Conforming to IS 4984: 2016 or later edition and PN 16 specials and testing the joints etc., by trenching and refilling in all kinds of soil with trench of average cross section 0.3m x 0.75m for laying of connection pipe and service pipe, lighting, watching, providing caution boards, traffic control etc., hire for tools, cost of consumables and labour charges etc. complete, but excluding the cost of cutting of concrete / tarred / bituminous roads, and excluding cost of materials etc., and as per the directions of the department officers. (PRICE Code: 100.60.15.2.2) | 109.55 | metre | PRICE Data | Others | Others
Plugging the existing 20mm (1/2 inch) house connection pipe near boring point using PP PN16 Compression End Cap, during alteration works, including cost of materials and consumables and charges for lighting, watching, providing caution boards etc. complete , including the cost of earthwork excavation in all kinds of soil, but excluding the cost of cutting of concrete / tarred / bituminous roads and as per directions of the department officers. (PRICE Code: 100.60.16.1) | 374.05 | no | PRICE Data | Others | Others
Plugging the existing 25mm (3/4 inch) house connection pipe near boring point using PP PN16 Compression End Cap, during alteration works, including cost of materials and consumables and charges for lighting, watching, providing caution boards etc. complete , including the cost of earthwork excavation in all kinds of soil, but excluding the cost of cutting of concrete / tarred / bituminous roads and as per directions of the department officers. (PRICE Code: 100.60.16.2) | 513.45 | no | PRICE Data | Others | Others
Repair work within 1 m length in 15 mm (1/2 inch) house connections, using 20mm PE Pipe, PE80, PN16, Conforming to IS 4984: 2016 or later edition and PP PN 16 Compression specials, including trenching and refilling in all kinds of soil, hire for tools, cost of consumables and labour charges, cost of materials, including charges for lighting, watching, providing caution boards, traffic control etc. complete, but excluding the cost of cutting of concrete / tarred / bituminous roads and as per the directions of the department officers. (PRICE Code: 100.60.17.1) | 613.35 | no | PRICE Data | Others | Others
Repair work within 1 m length in 20 mm (3/4 inch) house connections, using 25mm PE Pipe, PE80, PN16, Conforming to IS 4984: 2016 or later edition and PP PN 16 Compression specials, including trenching and refilling in all kinds of soil, hire for tools, cost of consumables and labour charges, cost of materials, including charges for lighting, watching, providing caution boards, traffic control etc. complete, but excluding the cost of cutting of concrete / tarred / bituminous roads and as per the directions of the department officers. (PRICE Code: 100.60.17.2) | 692.85 | no | PRICE Data | Others | Others
Repair work for 1m to 2m length in 15 mm (1/2 inch) house connections, using 20mm PE Pipe, PE80, PN16, Conforming to IS 4984: 2016 or later edition and PP PN 16 Compression specials, including trenching and refilling in all kinds of soil, hire for tools, cost of consumables and labour charges, cost of materials, including charges for lighting, watching, providing caution boards, traffic control etc. complete, but excluding the cost of cutting of concrete / tarred / bituminous roads and as per the directions of the department officers. (PRICE Code: 100.60.18.1) | 797.25 | no | PRICE Data | Others | Others
Repair work for 1m to 2m length in 20mm (3/4 inch) house connections, using 25mm PE Pipe, PE80, PN16, Conforming to IS 4984: 2016 or later edition and PP PN 16 Compression specials, including trenching and refilling in all kinds of soil, hire for tools, cost of consumables and labour charges, cost of materials, including charges for lighting, watching, providing caution boards, traffic control etc. complete, but excluding the cost of cutting of concrete / tarred / bituminous roads and as per the directions of the department officers. (PRICE Code: 100.60.18.2) | 886.55 | no | PRICE Data | Others | Others
Replacing the chocked / damaged 15mm (1/2 inch) house connection with 15mm meter from existing mains, up to a length of 5m using 20mm ( 1/2 inch ) PE Pipe, PE80, PN16, Conforming to IS 4984: 2016 or later edition and PP PN 16 Compression / GM / Brass specials viz. brass ferrule, brass hexagonal nipple, GM full way wheel valve, bend, MTA, FTA, couplers etc. and connecting with the mains, testing the joints etc. complete including trenching and refilling in all kinds of soil up to a depth of 1.50m for main line tracing and trench of average cross section 0.3m x 0.75m for laying connection pipe and service pipe, fixing water meter, lighting, watching, providing caution boards, traffic control etc. complete including cost of materials, hire for tools, cost of consumables and labour charges but excluding cost of water meter and meter box and excluding charges for cutting the concrete / tarred / bituminous roads and as per the directions of the department officers. (PRICE Code: 100.60.19.1) | 5052.6 | no | PRICE Data | Others | Others
Replacing the chocked / damaged 20mm (3/4 inch) house connection with 20mm meter from existing mains, up to a length of 5m using 25mm ( 3/4 inch ) PE Pipe, PE80, PN16, Conforming to IS 4984: 2016 or later edition and PP PN 16 Compression / GM / Brass specials viz. brass ferrule, brass hexagonal nipple, GM full way wheel valve, bend, MTA, FTA, couplers etc. and connecting with the mains, testing the joints etc. complete including trenching and refilling in all kinds of soil up to a depth of 1.50m for main line tracing and trench of average cross section 0.3m x 0.75m for laying connection pipe and service pipe, fixing water meter, lighting, watching, providing caution boards, traffic control etc. complete including cost of materials, hire for tools, cost of consumables and labour charges but excluding cost of water meter and meter box and excluding charges for cutting the concrete / tarred / bituminous roads and as per the directions of the department officers. (PRICE Code: 100.60.19.2) | 5707.95 | no | PRICE Data | Others | Others
Replacing the chocked / damaged 20mm (3/4 inch) house connection with 15mm meter from existing mains, up to a length of 5m using 25mm ( 3/4 inch ) PE Pipe, PE80, PN16, Conforming to IS 4984: 2016 or later edition and PP PN 16 Compression / GM / Brass specials viz. brass ferrule, brass hexagonal nipple, GM full way wheel valve, bend, MTA, FTA, couplers etc. and connecting with the mains, testing the joints etc. complete including trenching and refilling in all kinds of soil up to a depth of 1.50m for main line tracing and trench of average cross section 0.3m x 0.75m for laying connection pipe and service pipe, fixing water meter, lighting, watching, providing caution boards, traffic control etc. complete including cost of materials, hire for tools, cost of consumables and labour charges but excluding cost of water meter and meter box and excluding charges for cutting the concrete / tarred / bituminous roads and as per the directions of the department officers. (PRICE Code: 100.60.19.3) | 5924.5 | no | PRICE Data | Others | Others
Dismantling the existing damaged / not working 15mm water meters from the 20mm service line, altering the meter connection to the standard drawing, using 20mm ( 1/2 inch ) PE Pipe, PE80, PN16, Conforming to IS 4984: 2016 or later edition and PP PN 16 Compression / GM / Brass specials viz. GM full way wheel valve, bend etc. and connecting and testing the joints etc. complete, fixing water meter etc. complete including cost of materials, hire and labour charges but excluding cost of water meter and meter box and as per the directions of the department officers. (PRICE Code: 100.60.20.1) | 1921.95 | no | PRICE Data | Others | Others
Dismantling the existing damaged / not working 20mm water meters from the 25mm service line, altering the meter connection to the standard drawing, using 25mm ( 3/4 inch ) PE Pipe, PE80, PN16, Conforming to IS 4984: 2016 or later edition and PP PN 16 Compression / GM / Brass specials viz. GM full way wheel valve, bend etc. and connecting and testing the joints etc. complete, fixing water meter etc. complete including cost of materials, hire and labour charges but excluding cost of water meter and meter box and as per the directions of the department officers. (PRICE Code: 100.60.20.2) | 2330.7 | no | PRICE Data | Others | Others
Dismantling the existing damaged / not working 15mm water meters from the 25mm service line, altering the meter connection to the standard drawing, using 25mm ( 3/4 inch ) PE Pipe, PE80, PN16, Conforming to IS 4984: 2016 or later edition and PP PN 16 Compression / GM / Brass specials viz. GM full way wheel valve, bend etc. and connecting and testing the joints etc. complete, fixing water meter etc. complete including cost of materials, hire and labour charges but excluding cost of water meter and meter box and as per the directions of the department officers. (PRICE Code: 100.60.20.3) | 2311 | no | PRICE Data | Others | Others
Providing 15mm ( 1/2 inch ) GM Air Valve in the water meter assembly for 15mm water connection, using 20mm ( 1/2 inch ) PE Pipe, PE80, PN16, Conforming to IS 4984: 2016 or later edition and PP PN 16 Compression specials including cost of materials, consumables, hire for tools and labour charges etc. complete and as per the directions of the department officers. (PRICE Code: 100.60.21.1.1) | 963.05 | no | PRICE Data | Others | Others
Providing 15mm ( 1/2 inch ) GM Air Valve in the water meter assembly for 15mm water connection, using 20mm ( 1/2 inch ) PE Pipe, PE80, PN16, Conforming to IS 4984: 2016 or later edition and PP PN 16 Compression specials including cost of consumables, hire for tools and labour charges etc., complete but excluding cost of materials and as per the directions of the department officers. (PRICE Code: 100.60.21.1.2) | 80.5 | no | PRICE Data | Others | Others
Providing 20mm ( 3/4 inch ) GM Air Valve in the water meter assembly for 20mm water connection, using 25mm ( 3/4 inch ) PE Pipe, PE80, PN16, Conforming to IS 4984: 2016 or later edition and PP PN 16 Compression specials including cost of materials, consumables, hire for tools and labour charges etc. complete and as per the directions of the department officers. (PRICE Code: 100.60.21.2.1) | 1218.8 | no | PRICE Data | Others | Others
Providing 20mm ( 3/4 inch ) GM Air Valve in the water meter assembly for 20mm water connection, using 25mm ( 3/4 inch ) PE Pipe, PE80, PN16, Conforming to IS 4984: 2016 or later edition and PP PN 16 Compression specials including cost of consumables, hire for tools and labour charges etc., complete but excluding cost of materials and as per the directions of the department officers. (PRICE Code: 100.60.21.2.2) | 82.25 | no | PRICE Data | Others | Others
Providing 15mm ( 1/2 inch ) GM Air Valve in the water meter assembly for 20mm water connection, using 25mm ( 3/4 inch ) PE Pipe, PE80, PN16, Conforming to IS 4984: 2016 or later edition and PP PN 16 Compression specials including cost of materials, consumables, hire for tools and labour charges etc. complete and as per the directions of the department officers. (PRICE Code: 100.60.21.3.1) | 1012.1 | no | PRICE Data | Others | Others
Providing 15mm ( 1/2 inch ) GM Air Valve in the water meter assembly for 20mm water connection, using 25mm ( 3/4 inch ) PE Pipe, PE80, PN16, Conforming to IS 4984: 2016 or later edition and PP PN 16 Compression specials including cost of consumables, hire for tools and labour charges etc., complete but excluding cost of materials and as per the directions of the department officers. (PRICE Code: 100.60.21.3.2) | 79.9 | no | PRICE Data | Others | Others
Providing 20mm ( 1/2 inch ) PVC Air Valve in the water meter assembly for 15mm water connection, using 20mm ( 1/2 inch ) PE Pipe, PE80, PN16, Conforming to IS 4984: 2016 or later edition and PP PN 16 Compression specials including cost of materials, consumables, hire for tools and labour charges etc. complete and as per the directions of the department officers. (PRICE Code: 100.60.21.4.1) | 551.4 | no | PRICE Data | Others | Others
Providing 20mm ( 1/2 inch ) PVC Air Valve in the water meter assembly for 15mm water connection, using 20mm ( 1/2 inch ) PE Pipe, PE80, PN16, Conforming to IS 4984: 2016 or later edition and PP PN 16 Compression specials including cost of consumables, hire for tools and labour charges etc., complete but excluding cost of materials and as per the directions of the department officers. (PRICE Code: 100.60.21.4.2) | 80.5 | no | PRICE Data | Others | Others
Providing 25mm ( 3/4 inch ) PVC Air Valve in the water meter assembly for 20mm water connection, using 25mm ( 3/4 inch ) PE Pipe, PE80, PN16, Conforming to IS 4984: 2016 or later edition and PP PN 16 Compression specials including cost of materials, consumables, hire for tools and labour charges etc. complete and as per the directions of the department officers. (PRICE Code: 100.60.21.5.1) | 757.1 | no | PRICE Data | Others | Others
Providing 25mm ( 3/4 inch ) PVC Air Valve in the water meter assembly for 20mm water connection, using 25mm ( 3/4 inch ) PE Pipe, PE80, PN16, Conforming to IS 4984: 2016 or later edition and PP PN 16 Compression specials including cost of consumables, hire for tools and labour charges etc., complete but excluding cost of materials and as per the directions of the department officers. (PRICE Code: 100.60.21.5.2) | 82.25 | no | PRICE Data | Others | Others
Providing 20mm ( 1/2 inch ) PVC Air Valve in the water meter assembly for 20mm water connection, using 25mm ( 3/4 inch ) PE Pipe, PE80, PN16, Conforming to IS 4984: 2016 or later edition and PP PN 16 Compression specials including cost of materials, consumables, hire for tools and labour charges etc. complete and as per the directions of the department officers. (PRICE Code: 100.60.21.6.1) | 623.35 | no | PRICE Data | Others | Others
Providing 20mm ( 1/2 inch ) PVC Air Valve in the water meter assembly for 20mm water connection, using 25mm ( 3/4 inch ) PE Pipe, PE80, PN16, Conforming to IS 4984: 2016 or later edition and PP PN 16 Compression specials including cost of consumables, hire for tools and labour charges etc., complete but excluding cost of materials and as per the directions of the department officers. (PRICE Code: 100.60.21.6.2) | 82.25 | no | PRICE Data | Others | Others
Providing 15mm ( 1/2 inch ) GM Check Valve in the water meter assembly for 15mm water connection, using 20mm ( 1/2 inch ) PE Pipe, PE80, PN16, Conforming to IS 4984: 2016 or later edition and PP PN 16 Compression specials including cost of materials, consumables, hire for tools and labour charges etc. complete and as per the directions of the department officers. (PRICE Code: 100.60.22.1.1) | 464.4 | no | PRICE Data | Others | Others
Providing 15mm ( 1/2 inch ) GM Check Valve in the water meter assembly for 15mm water connection, using 20mm ( 1/2 inch ) PE Pipe, PE80, PN16, Conforming to IS 4984: 2016 or later edition and PP PN 16 Compression specials including cost of consumables, hire for tools and labour charges etc., complete but excluding cost of materials and as per the directions of the department officers. (PRICE Code: 100.60.22.1.2) | 80.5 | no | PRICE Data | Others | Others
Providing 20mm ( 3/4 inch ) GM Check Valve in the water meter assembly for 20mm water connection, using 25mm ( 3/4 inch ) PE Pipe, PE80, PN16, Conforming to IS 4984: 2016 or later edition and PP PN 16 Compression specials including cost of materials, consumables, hire for tools and labour charges etc. complete and as per the directions of the department officers. (PRICE Code: 100.60.22.2.1) | 623.6 | no | PRICE Data | Others | Others
Providing 20mm ( 3/4 inch ) GM Check Valve in the water meter assembly for 20mm water connection, using 25mm ( 3/4 inch ) PE Pipe, PE80, PN16, Conforming to IS 4984: 2016 or later edition and PP PN 16 Compression specials including cost of consumables, hire for tools and labour charges etc., complete but excluding cost of materials and as per the directions of the department officers. (PRICE Code: 100.60.22.2.2) | 82.25 | no | PRICE Data | Others | Others
Providing 15mm CP Brass Tap in the water meter assembly for 15mm ( 1/2 inch ) water connection, using 20mm ( 1/2 inch ) Indian Standard uPVC Class 6 pipes, uPVC specials and PP PN 16 Compression specials including cost of materials, consumables, hire charges for tools and labour charges etc. complete and as per the direction of departmental officers. (PRICE Code: 100.60.23.1.1) | 853.3 | no | PRICE Data | Others | Others
Providing 15mm CP Brass Tap in the water meter assembly for 15mm ( 1/2 inch ) water connection, using 20mm ( 1/2 inch ) Indian Standard uPVC Class 6 pipes, uPVC specials and PP PN 16 Compression specials including cost of consumables, hire charges for tools and labour charges etc. complete, but excluding cost of materials and as per the direction of departmental officers. (PRICE Code: 100.60.23.1.2) | 315 | no | PRICE Data | Others | Others
Providing 15mm CP Brass Tap in the water meter assembly for 20mm ( 3/4 inch ) water connection, using 25mm ( 3/4 inch ) Indian Standard Class 6 uPVC pipes, uPVC specials and PP PN 16 Compression specials including cost of materials, consumables, hire charges for tools and labour charges etc. complete and as per the direction of departmental officers. (PRICE Code: 100.60.23.2.1) | 993.05 | no | PRICE Data | Others | Others
Providing 15mm CP Brass Tap in the water meter assembly for 20mm ( 3/4 inch ) water connection, using 25mm ( 3/4 inch ) Indian Standard Class 6 uPVC pipes, uPVC specials and PP PN 16 Compression specials including cost of consumables, hire charges for tools and labour charges etc. complete, but excluding cost of materials and as per the direction of departmental officers. (PRICE Code: 100.60.23.2.2) | 317.3 | no | PRICE Data | Others | Others
Providing 15mm PVC Tap in the water meter assembly for 15mm ( 1/2 inch ) water connection, using 20mm ( 1/2 inch ) Indian Standard uPVC Class 6 pipes, uPVC specials and PP PN 16 Compression specials including cost of materials, consumables, hire charges for tools and labour charges etc. complete and as per the direction of departmental officers. (PRICE Code: 100.60.23.3.1) | 552.85 | no | PRICE Data | Others | Others
Providing 15mm PVC Tap in the water meter assembly for 15mm ( 1/2 inch ) water connection, using 20mm ( 1/2 inch ) Indian Standard uPVC Class 6 pipes, uPVC specials and PP PN 16 Compression specials including cost of consumables, hire charges for tools and labour charges etc. complete, but excluding cost of materials and as per the direction of departmental officers. (PRICE Code: 100.60.23.3.2) | 315 | no | PRICE Data | Others | Others
Providing 15mm PVC Tap in the water meter assembly for 20mm ( 3/4 inch ) water connection, using 25mm ( 3/4 inch ) Indian Standard Class 6 uPVC pipes, uPVC specials and PP PN 16 Compression specials including cost of materials, consumables, hire charges for tools and labour charges etc. complete and as per the direction of departmental officers. (PRICE Code: 100.60.23.4.1) | 653.9 | no | PRICE Data | Others | Others
Providing 15mm PVC Tap in the water meter assembly for 20mm ( 3/4 inch ) water connection, using 25mm ( 3/4 inch ) Indian Standard Class 6 uPVC pipes, uPVC specials and PP PN 16 Compression specials including cost of consumables, hire charges for tools and labour charges etc. complete, but excluding cost of materials and as per the direction of departmental officers. (PRICE Code: 100.60.23.4.2) | 317.3 | no | PRICE Data | Others | Others
Supply of Rubber Insertion for 700mm dia Pipe Joints. (PRICE Code: 100.98.1) | 340.05 | each | PRICE Data | Others | Others
Supply of Rubber Insertion for 750mm dia Pipe Joints. (PRICE Code: 100.98.2) | 381.55 | each | PRICE Data | Others | Others
Supply of Rubber Insertion for 800mm dia Pipe Joints. (PRICE Code: 100.98.3) | 426.05 | each | PRICE Data | Others | Others
Supply of Rubber Insertion for 900mm dia Pipe Joints. (PRICE Code: 100.98.4) | 519.95 | each | PRICE Data | Others | Others
Supply of Rubber Insertion for 1000mm dia Pipe Joints. (PRICE Code: 100.98.5) | 623.75 | metre | PRICE Data | Others | Others
Supply of Rubber Insertion for1100mm dia Pipe Joints. (PRICE Code: 100.98.6) | 737.45 | each | PRICE Data | Others | Others
Supply of Rubber Insertion for 1200mm dia Pipe Joints. (PRICE Code: 100.98.7) | 861 | each | PRICE Data | Others | Others
Supply Of Cost of Potable Water (PRICE Code: 100.98.8) | 69.7 | Kilo litre | PRICE Data | Others | Others
Supply of Lead Wool (PRICE Code: 100.98.9) | 247.15 | kg | PRICE Data | Others | Others
Supply of Hemp (PRICE Code: 100.98.10) | 98.85 | kg | PRICE Data | Others | Others
Supply of Rubber Gasket 80mm Dia. (PRICE Code: 100.98.11) | 42.5 | each | PRICE Data | Others | Others
Supply of Rubber Gasket 1100mm Dia. (PRICE Code: 100.98.12) | 1850.5 | each | PRICE Data | Others | Others
Supply of Rubber Gasket 1200mm Dia. (PRICE Code: 100.98.13) | 1992.85 | each | PRICE Data | Others | Others
Supply of Casuarina Pole girth 15cm to 24cm. (PRICE Code: 100.98.14) | 25.7 | metre | PRICE Data | Others | Others
Supply of Red Coloured Flouracent caution tape (PRICE Code: 100.98.15) | 1.5 | metre | PRICE Data | Others | Others
Supply of Coir yarn (PRICE Code: 100.98.16) | 197.7 | kg | PRICE Data | Others | Others
Supply of Empty bag for Earth Filling. (PRICE Code: 100.98.17) | 1.5 | each | PRICE Data | Others | Others
Supply of Quarry Muck (PRICE Code: 100.98.18) | 296.55 | cum | PRICE Data | Others | Others
Supply Bolts and Nuts 27mm dia 120mm long (PRICE Code: 100.98.19) | 68.2 | each | PRICE Data | Others | Others
Supply of Bolts and Nuts 27mm dia 130mm long (PRICE Code: 100.98.20) | 74.15 | each | PRICE Data | Others | Others
Supply of Bolts and Nuts 30mm dia 130mm long (PRICE Code: 100.98.21) | 90.95 | each | PRICE Data | Others | Others
Supply of Bolts and Nuts 33mm dia 140mm long (PRICE Code: 100.98.22) | 119.6 | each | PRICE Data | Others | Others
Supply of PVC Coupling 90mm, 8 kg/cm2 (PRICE Code: 100.98.23) | 61.15 | each | PRICE Data | Others | Others
PVC Coupling 110mm, 8 kg/cm2 (PRICE Code: 100.98.24) | 103.55 | each | PRICE Data | Others | Others
Supply of PVC Coupling 140mm, 8 kg/cm2 (PRICE Code: 100.98.25) | 185.85 | each | PRICE Data | Others | Others
Supply of PVC Coupling 160mm, 8 kg/cm2 (PRICE Code: 100.98.26) | 215.5 | each | PRICE Data | Others | Others
Supply of PVC Coupling 180mm, 8 kg/cm2 (PRICE Code: 100.98.27) | 245.15 | each | PRICE Data | Others | Others
Supply of PVC Coupling 200mm, 8 kg/cm2 (PRICE Code: 100.98.28) | 395.4 | each | PRICE Data | Others | Others
Supply of PVC Coupling 250mm, 8 kg/cm2 (PRICE Code: 100.98.29) | 1037.95 | each | PRICE Data | Others | Others
Supply of PVC Coupling 280mm, 8 kg/cm2 (PRICE Code: 100.98.30) | 1161.5 | each | PRICE Data | Others | Others
Supply of GI Threaded Coupling, 40mm. (PRICE Code: 100.98.31) | 60.2 | each | PRICE Data | Others | Others
Supply of GI Threaded Coupling, 50mm. (PRICE Code: 100.98.32) | 108.75 | each | PRICE Data | Others | Others
Supply of GI Threaded Coupling, 65mm. (PRICE Code: 100.98.33) | 158.15 | each | PRICE Data | Others | Others
Supply of GI Threaded Coupling, 80mm. (PRICE Code: 100.98.34) | 207.6 | each | PRICE Data | Others | Others
Supply of GI Threaded Coupling, 100mm. (PRICE Code: 100.98.35) | 296.55 | each | PRICE Data | Others | Others
Supply of GI Threaded Coupling, 125mm. (PRICE Code: 100.98.36) | 415.15 | each | PRICE Data | Others | Others
Supply of GI Threaded Coupling, 150mm. (PRICE Code: 100.98.37) | 553.6 | each | PRICE Data | Others | Others
Supply of GI Union, 100mm. (PRICE Code: 100.98.38) | 741.4 | each | PRICE Data | Others | Others
Supply of GI Union, 125mm. (PRICE Code: 100.98.39) | 939.1 | each | PRICE Data | Others | Others
Supply of GI Union, 150mm. (PRICE Code: 100.98.40) | 1136.8 | each | PRICE Data | Others | Others
Supply of GI Plug, 20mm. (PRICE Code: 100.98.41) | 16.6 | each | PRICE Data | Others | Others
Supply of GI Socket, 20mm. (PRICE Code: 100.98.42) | 23.85 | each | PRICE Data | Others | Others
Supply of Bamboo. (PRICE Code: 100.98.43) | 346 | each | PRICE Data | Others | Others
Supply of Cost of pebble 2 mm to 6 mm / 6mm to 12mm. (PRICE Code: 100.98.44) | 7611.55 | each | PRICE Data | Others | Others
Supply of Cost of pebble 12 mm to 20 mm. (PRICE Code: 100.98.45) | 7611.55 | cum | PRICE Data | Others | Others
Supply of Cost of pebble 20 mm to 40 mm. (PRICE Code: 100.98.46) | 7611.55 | cum | PRICE Data | Others | Others
Supply of Filter Media Sand (PRICE Code: 100.98.47) | 9885.1 | cum | PRICE Data | Others | Others
Supply of PVC Tap (PRICE Code: 100.98.48) | 75.15 | each | PRICE Data | Others | Others
Supply of Cost of PVC Saddle Piece (Average rate of 200/160/140/110/90/75/ 63/ 50 mm). (PRICE Code: 100.98.49) | 207.6 | each | PRICE Data | Others | Others
Supply of RCC Pipe NP2 Class, 100mm Dia. (PRICE Code: 100.98.50) | 232.3 | metre | PRICE Data | Others | Others
Supply of RCC Pipe NP2 Class, 150mm Dia. (PRICE Code: 100.98.51) | 246.25 | metre | PRICE Data | Others | Others
Supply of RCC Pipe NP2 Class, 200mm Dia. (PRICE Code: 100.98.52) | 537.75 | metre | PRICE Data | Others | Others
Supply of RCC Pipe NP2 Class, 225mm Dia. (PRICE Code: 100.98.53) | 560.5 | metre | PRICE Data | Others | Others
Supply of RCC Pipe NP2 Class, 250mm Dia. (PRICE Code: 100.98.54) | 406.5 | metre | PRICE Data | Others | Others
Supply of RCC Pipe NP2 Class, 300mm Dia. (PRICE Code: 100.98.55) | 516.85 | metre | PRICE Data | Others | Others
Supply of RCC Pipe NP2 Class, 350mm Dia. (PRICE Code: 100.98.56) | 914.35 | metre | PRICE Data | Others | Others
Supply of RCC Pipe NP2 Class, 400mm Dia. (PRICE Code: 100.98.57) | 1046.85 | metre | PRICE Data | Others | Others
Supply of RCC Pipe NP2 Class, 450mm Dia. (PRICE Code: 100.98.58) | 871.1 | metre | PRICE Data | Others | Others
Supply of RCC Pipe NP2 Class, 500mm Dia. (PRICE Code: 100.98.59) | 1074.4 | metre | PRICE Data | Others | Others
Supply of RCC Pipe NP2 Class, 600mm Dia. (PRICE Code: 100.98.60) | 1277.65 | metre | PRICE Data | Others | Others
Supply of RCC Pipe NP2 Class, 700mm Dia. (PRICE Code: 100.98.61) | 1724.85 | metre | PRICE Data | Others | Others
Supply of RCC Pipe NP2 Class, 800mm Dia. (PRICE Code: 100.98.62) | 2090.7 | metre | PRICE Data | Others | Others
Supply of RCC Pipe NP2 Class, 900mm Dia. (PRICE Code: 100.98.63) | 2903.75 | metre | PRICE Data | Others | Others
Supply of RCC Pipe NP2 Class, 1000mm Dia. (PRICE Code: 100.98.64) | 3368.35 | metre | PRICE Data | Others | Others
Supply of RCC Pipe NP2 Class, 1200mm Dia. (PRICE Code: 100.98.65) | 4076.85 | metre | PRICE Data | Others | Others
Supply of RCC Flush Pipe NP3 Class, 100mm Dia. (PRICE Code: 100.98.66) | 407.25 | metre | PRICE Data | Others | Others
Supply of RCC Flush Pipe NP3 Class, 150mm Dia. (PRICE Code: 100.98.67) | 506.1 | metre | PRICE Data | Others | Others
Supply of RCC Flush Pipe NP3 Class, 200mm Dia. (PRICE Code: 100.98.68) | 750.3 | metre | PRICE Data | Others | Others
Supply of RCC Flush Pipe NP3 Class, 225mm Dia. (PRICE Code: 100.98.69) | 858.05 | metre | PRICE Data | Others | Others
Supply of RCC Flush Pipe NP3 Class, 250mm Dia. (PRICE Code: 100.98.70) | 752.25 | metre | PRICE Data | Others | Others
Supply of RCC Flush Pipe NP3 Class, 300mm Dia. (PRICE Code: 100.98.71) | 1027.05 | metre | PRICE Data | Others | Others
Supply of RCC Flush Pipe NP3 Class, 350mm Dia. (PRICE Code: 100.98.72) | 1795.15 | metre | PRICE Data | Others | Others
Supply of RCC Flush Pipe NP3 Class, 400mm Dia. (PRICE Code: 100.98.73) | 2018.55 | metre | PRICE Data | Others | Others
Supply of RCC Flush Pipe NP3 Class, 450mm Dia. (PRICE Code: 100.98.74) | 2238 | metre | PRICE Data | Others | Others
Supply of RCC Flush Pipe NP3 Class, 500mm Dia. (PRICE Code: 100.98.75) | 2569.15 | metre | PRICE Data | Others | Others
Supply of RCC Flush Pipe NP3 Class, 600mm Dia. (PRICE Code: 100.98.76) | 3411.35 | metre | PRICE Data | Others | Others
Supply of RCC Flush Pipe NP3 Class, 700mm Dia. (PRICE Code: 100.98.77) | 4001.5 | metre | PRICE Data | Others | Others
Supply of RCC Flush Pipe NP3 Class, 800mm Dia. (PRICE Code: 100.98.78) | 5144.2 | metre | PRICE Data | Others | Others
Supply of RCC Flush Pipe NP3 Class, 900mm Dia. (PRICE Code: 100.98.79) | 5395.3 | metre | PRICE Data | Others | Others
Supply of RCC Flush Pipe NP3 Class, 1000mm Dia. (PRICE Code: 100.98.80) | 6581.5 | metre | PRICE Data | Others | Others
Supply RCC Flush Pipe NP3 Class, 1200mm Dia. (PRICE Code: 100.98.81) | 8905.5 | metre | PRICE Data | Others | Others
Supply of RCC S&S Pipe NP3 Class, 100mm Dia. (PRICE Code: 100.98.82) | 448.8 | metre | PRICE Data | Others | Others
Supply of RCC S&S Pipe NP3 Class, 150mm Dia. (PRICE Code: 100.98.83) | 593.1 | metre | PRICE Data | Others | Others
Supply of RCC S&S Pipe NP3 Class, 200mm Dia. (PRICE Code: 100.98.84) | 857.05 | metre | PRICE Data | Others | Others
Supply of RCC S&S Pipe NP3 Class, 225mm Dia. (PRICE Code: 100.98.85) | 891.65 | metre | PRICE Data | Others | Others
Supply of RCC S&S Pipe NP3 Class, 250mm Dia. (PRICE Code: 100.98.86) | 926.25 | metre | PRICE Data | Others | Others
Supply of RCC S&S Pipe NP3 Class, 300mm Dia. (PRICE Code: 100.98.87) | 1206 | metre | PRICE Data | Others | Others
Supply of RCC S&S Pipe NP3 Class, 350mm Dia. (PRICE Code: 100.98.88) | 2025.45 | metre | PRICE Data | Others | Others
Supply of RCC S&S Pipe NP3 Class, 400mm Dia. (PRICE Code: 100.98.89) | 2300.25 | metre | PRICE Data | Others | Others
Supply of RCC S&S Pipe NP3 Class, 450mm Dia. (PRICE Code: 100.98.90) | 1737.6 | metre | PRICE Data | Others | Others
Supply of RCC S&S Pipe NP3 Class, 500mm Dia. (PRICE Code: 100.98.91) | 3058.45 | metre | PRICE Data | Others | Others
Supply of RCC S&S Pipe NP3 Class, 600mm Dia. (PRICE Code: 100.98.92) | 2317.2 | metre | PRICE Data | Others | Others
Supply of RCC S&S Pipe NP3 Class, 700mm Dia. (PRICE Code: 100.98.93) | 4936.6 | metre | PRICE Data | Others | Others
Supply of RCC S&S Pipe NP3 Class, 800mm Dia. (PRICE Code: 100.98.94) | 5436.8 | metre | PRICE Data | Others | Others
Supply of RCC S&S Pipe NP3 Class, 900mm Dia. (PRICE Code: 100.98.95) | 3658.75 | metre | PRICE Data | Others | Others
Supply of RCC S&S Pipe NP3 Class, 1000mm Dia. (PRICE Code: 100.98.96) | 4512.45 | metre | PRICE Data | Others | Others
Supply of RCC S&S Pipe NP3 Class, 1200mm Dia. (PRICE Code: 100.98.97) | 5853.95 | metre | PRICE Data | Others | Others
Supply of SW Pipe 200mm, 0.6m long. (PRICE Code: 100.98.98) | 371.7 | each | PRICE Data | Others | Others
Supply of SW Pipe 250mm, 0.6m long. (PRICE Code: 100.98.99) | 615.55 | each | PRICE Data | Others | Others
Supply of SW Pipe 300mm, 0.6m long. (PRICE Code: 100.98.100) | 555.2 | each | PRICE Data | Others | Others
Supply of DI K7 Pipe Conforming to IS 8329/2000, 100mm Dia. (PRICE Code: 100.98.101) | 929.2 | metre | PRICE Data | Others | Others
Supply of DI K7 Pipe Conforming to IS 8329/2000, 150mm Dia. (PRICE Code: 100.98.102) | 1324.1 | metre | PRICE Data | Others | Others
Supply of DI K7 Pipe Conforming to IS 8329/2000, 200mm Dia. (PRICE Code: 100.98.103) | 1626.1 | metre | PRICE Data | Others | Others
Supply of DI K7 Pipe Conforming to IS 8329/2000, 250mm Dia. (PRICE Code: 100.98.104) | 2090.7 | metre | PRICE Data | Others | Others
Supply of DI K7 Pipe Conforming to IS 8329/2000, 300mm Dia. (PRICE Code: 100.98.105) | 2613.4 | metre | PRICE Data | Others | Others
Supply of DI K7 Pipe Conforming to IS 8329/2000, 350mm Dia. (PRICE Code: 100.98.106) | 3078 | metre | PRICE Data | Others | Others
Supply of DI K7 Pipe Conforming to IS 8329/2000, 400mm Dia. (PRICE Code: 100.98.107) | 3687.75 | metre | PRICE Data | Others | Others
DI K7 Pipe Conforming to IS 8329/2000, 450mm Dia. (PRICE Code: 100.98.108) | 4474.1 | metre | PRICE Data | Others | Others
Supply of DI K7 Pipe Conforming to IS 8329/2000, 500mm Dia. (PRICE Code: 100.98.109) | 5052.5 | metre | PRICE Data | Others | Others
Supply of DI K7 Pipe Conforming to IS 8329/2000, 600mm Dia. (PRICE Code: 100.98.110) | 6504.4 | metre | PRICE Data | Others | Others
Supply of DI K7 Pipe Conforming to IS 8329/2000, 700mm Dia. (PRICE Code: 100.98.111) | 8478.95 | metre | PRICE Data | Others | Others
Supply of DI K7 Pipe Conforming to IS 8329/2000, 800mm Dia. (PRICE Code: 100.98.112) | 10569.65 | metre | PRICE Data | Others | Others
Supply of DI K7 Pipe Conforming to IS 8329/2000, 900mm Dia. (PRICE Code: 100.98.113) | 13705.7 | metre | PRICE Data | Others | Others
Supply of DI K7 Pipe Conforming to IS 8329/2000, 1000mm Dia. (PRICE Code: 100.98.114) | 14286.45 | metre | PRICE Data | Others | Others
Supply of DI K9 Pipe Conforming to IS 8329/2000, 100mm Dia. (PRICE Code: 100.98.115) | 888.55 | metre | PRICE Data | Others | Others
Supply of DI K9 Pipe Conforming to IS 8329/2000, 150mm Dia. (PRICE Code: 100.98.116) | 1335.7 | metre | PRICE Data | Others | Others
Supply of DI K9 Pipe Conforming to IS 8329/2000, 200mm Dia. (PRICE Code: 100.98.117) | 1829.35 | metre | PRICE Data | Others | Others
Supply of DI K9 Pipe Conforming to IS 8329/2000, 250mm Dia. (PRICE Code: 100.98.118) | 2555.3 | metre | PRICE Data | Others | Others
Supply of DI K9 Pipe Conforming to IS 8329/2000, 300mm Dia. (PRICE Code: 100.98.119) | 3194.1 | metre | PRICE Data | Others | Others
Supply of DI K9 Pipe Conforming to IS 8329/2000, 350mm Dia. (PRICE Code: 100.98.120) | 3891 | metre | PRICE Data | Others | Others
Supply of DI K9 Pipe Conforming to IS 8329/2000, 400mm Dia. (PRICE Code: 100.98.121) | 4994.45 | metre | PRICE Data | Others | Others
Supply of DI K9 Pipe Conforming to IS 8329/2000, 450mm Dia. (PRICE Code: 100.98.122) | 5807.5 | metre | PRICE Data | Others | Others
Supply of DI K9 Pipe Conforming to IS 8329/2000, 500mm Dia. (PRICE Code: 100.98.123) | 7282.6 | metre | PRICE Data | Others | Others
Supply of DI K9 Pipe Conforming to IS 8329/2000, 600mm Dia. (PRICE Code: 100.98.124) | 8780.95 | metre | PRICE Data | Others | Others
Supply of DI K9 Pipe Conforming to IS 8329/2000, 700mm Dia. (PRICE Code: 100.98.125) | 12195.75 | metre | PRICE Data | Others | Others
Supply of DI K9 Pipe Conforming to IS 8329/2000, 750mm Dia. (PRICE Code: 100.98.126) | 13183.05 | metre | PRICE Data | Others | Others
Supply of DI K9 Pipe Conforming to IS 8329/2000, 800mm Dia. (PRICE Code: 100.98.127) | 13299.15 | metre | PRICE Data | Others | Others
Supply of DI K9 Pipe Conforming to IS 8329/2000, 900mm Dia. (PRICE Code: 100.98.128) | 16144.85 | metre | PRICE Data | Others | Others
Supply of DI K9 Pipe Conforming to IS 8329/2000, 1000mm Dia. (PRICE Code: 100.98.129) | 18061.3 | metre | PRICE Data | Others | Others
Supply of DI K9 Pipe Conforming to IS 8329/2000, 1100mm Dia. (PRICE Code: 100.98.130) | 36243.7 | metre | PRICE Data | Others | Others
Supply of PE Pipe, PE100, PN8, 50mm dia, conforming to IS 4984/2016 (PRICE Code: 100.98.131) | 73.75 | metre | PRICE Data | Others | Others
Supply of PE Pipe, PE100, PN8, 63mm dia, conforming to IS 4984/2016. (PRICE Code: 100.98.132) | 103.2 | metre | PRICE Data | Others | Others
Supply of PE Pipe, PE100, PN8, 75mm dia, conforming to IS 4984/2016. (PRICE Code: 100.98.133) | 150.4 | metre | PRICE Data | Others | Others
Supply of PE Pipe, PE100, PN8, 90mm dia, conforming to IS 4984/2016. (PRICE Code: 100.98.134) | 212.55 | metre | PRICE Data | Others | Others
Supply of PE Pipe, PE100, PN8, 110mm dia, conforming to IS 4984/2016 (PRICE Code: 100.98.135) | 316.4 | metre | PRICE Data | Others | Others
Supply of PE Pipe, PE100, PN8, 125mm dia, conforming to IS 4984/2016. (PRICE Code: 100.98.136) | 419 | metre | PRICE Data | Others | Others
Supply of PE Pipe, PE100, PN8, 140mm dia, conforming to IS 4984/2016 (PRICE Code: 100.98.137) | 525.25 | metre | PRICE Data | Others | Others
Supply of PE Pipe, PE100, PN8, 160mm dia, conforming to IS 4984/2016. (PRICE Code: 100.98.138) | 689.2 | metre | PRICE Data | Others | Others
Supply of PE Pipe, PE100, PN8, 180mm dia, conforming to IS 4984/2016. (PRICE Code: 100.98.139) | 865.3 | metre | PRICE Data | Others | Others
Supply of PE Pipe, PE100, PN8, 200mm dia, conforming to IS 4984/2016. (PRICE Code: 100.98.140) | 1068.75 | metre | PRICE Data | Others | Others
Supply of PE Pipe, PE100, PN8, 225mm dia, conforming to IS 4984/2016. (PRICE Code: 100.98.141) | 1349.55 | metre | PRICE Data | Others | Others
Supply of PE Pipe, PE100, PN8, 250mm dia, conforming to IS 4984/2016. (PRICE Code: 100.98.142) | 1660.8 | metre | PRICE Data | Others | Others
Supply of PE Pipe, PE100, PN8, 280mm dia, conforming to IS 4984/2016. (PRICE Code: 100.98.143) | 2087.35 | metre | PRICE Data | Others | Others
Supply of PE Pipe, PE100, PN8, 315mm dia, conforming to IS 4984/2016. (PRICE Code: 100.98.144) | 2644.5 | metre | PRICE Data | Others | Others
Supply of PE Pipe, PE100, PN8, 355mm dia, conforming to IS 4984/2016. (PRICE Code: 100.98.145) | 3475.45 | metre | PRICE Data | Others | Others
Supply of PE Pipe, PE100, PN8, 400mm dia, conforming to IS 4984/2016. (PRICE Code: 100.98.146) | 4422.7 | metre | PRICE Data | Others | Others
Supply of PE Pipe, PE100, PN8, 450mm dia, conforming to IS 4984/2016. (PRICE Code: 100.98.147) | 6779.85 | metre | PRICE Data | Others | Others
Supply of PE Pipe, PE100, PN8, 500mm dia, conforming to IS 4984/2016. (PRICE Code: 100.98.148) | 8636.85 | metre | PRICE Data | Others | Others
Supply of PE Pipe, PE100, PN8, 560mm dia, conforming to IS 4984/2016. (PRICE Code: 100.98.149) | 10812.75 | metre | PRICE Data | Others | Others
Supply of PE Pipe, PE100, PN8, 630mm dia, conforming to IS 4984/2016. (PRICE Code: 100.98.150) | 13672.05 | metre | PRICE Data | Others | Others
Supply of PE Pipe, PE100, PN10, 50mm dia, conforming to IS 4984/2016. (PRICE Code: 100.98.151) | 89.95 | metre | PRICE Data | Others | Others
Supply of PE Pipe, PE100, PN10, 63mm dia, conforming to IS 4984/2016. (PRICE Code: 100.98.152) | 128.3 | metre | PRICE Data | Others | Others
Supply of PE Pipe, PE100, PN10, 75mm dia, conforming to IS 4984/2016. (PRICE Code: 100.98.153) | 182.85 | metre | PRICE Data | Others | Others
Supply of PE Pipe, PE100, PN10, 90mm dia, conforming to IS 4984/2016. (PRICE Code: 100.98.154) | 264.6 | metre | PRICE Data | Others | Others
Supply of PE Pipe, PE100, PN10, 110mm dia, conforming to IS 4984/2016. (PRICE Code: 100.98.155) | 385.55 | metre | PRICE Data | Others | Others
Supply of PE Pipe, PE100, PN10, 125mm dia, conforming to IS 4984/2016. (PRICE Code: 100.98.156) | 511.6 | metre | PRICE Data | Others | Others
Supply of PE Pipe, PE100, PN10, 140mm dia, conforming to IS 4984/2016. (PRICE Code: 100.98.157) | 642.15 | metre | PRICE Data | Others | Others
Supply of PE Pipe, PE100, PN10, 160mm dia, conforming to IS 4984/2016. (PRICE Code: 100.98.158) | 841 | metre | PRICE Data | Others | Others
Supply of PE Pipe, PE100, PN10, 180mm dia, conforming to IS 4984/2016. (PRICE Code: 100.98.159) | 1064.2 | metre | PRICE Data | Others | Others
Supply of PE Pipe, PE100, PN10, 200mm dia, conforming to IS 4984/2016. (PRICE Code: 100.98.160) | 1308.6 | metre | PRICE Data | Others | Others
Supply of PE Pipe, PE100, PN10, 225mm dia, conforming to IS 4984/2016. (PRICE Code: 100.98.161) | 1659.25 | metre | PRICE Data | Others | Others
Supply of PE Pipe, PE100, PN10, 250mm dia, conforming to IS 4984/2016. (PRICE Code: 100.98.162) | 2038.8 | metre | PRICE Data | Others | Others
Supply of PE Pipe, PE100, PN10, 280mm dia, conforming to IS 4984/2016. (PRICE Code: 100.98.163) | 2561 | metre | PRICE Data | Others | Others
Supply of PE Pipe, PE100, PN10, 315mm dia, conforming to IS 4984/2016. (PRICE Code: 100.98.164) | 3239.6 | metre | PRICE Data | Others | Others
Supply of PE Pipe, PE100, PN10, 355mm dia, conforming to IS 4984/2016. (PRICE Code: 100.98.165) | 4265.05 | metre | PRICE Data | Others | Others
Supply of PE Pipe, PE100, PN10, 400mm dia, conforming to IS 4984/2016. (PRICE Code: 100.98.166) | 5434.6 | metre | PRICE Data | Others | Others
Supply of PE Pipe, PE100, PN10, 450mm dia, conforming to IS 4984/2016. (PRICE Code: 100.98.167) | 8265.5 | metre | PRICE Data | Others | Others
Supply of PE Pipe, PE100, PN10, 500mm dia, conforming to IS 4984/2016. (PRICE Code: 100.98.168) | 10521.85 | metre | PRICE Data | Others | Others
Supply of PE Pipe, PE100, PN10, 560mm dia, conforming to IS 4984/2016. (PRICE Code: 100.98.169) | 13186.35 | metre | PRICE Data | Others | Others
Supply of PE Pipe, PE100, PN10, 630mm dia, conforming to IS 4984/2016. (PRICE Code: 100.98.170) | 16700.75 | metre | PRICE Data | Others | Others
Supply of PE Pipe, PE100, PN12.5, 50mm dia, conforming to IS 4984/2016. (PRICE Code: 100.98.171) | 109.1 | metre | PRICE Data | Others | Others
Supply of PE Pipe, PE100, PN12.5, 63mm dia, conforming to IS 4984/2016. (PRICE Code: 100.98.172) | 154.8 | metre | PRICE Data | Others | Others
Supply of PE Pipe, PE100, PN12.5, 75mm dia, conforming to IS 4984/2016. (PRICE Code: 100.98.173) | 219.7 | metre | PRICE Data | Others | Others
Supply of PE Pipe, PE100, PN12.5, 90mm dia, conforming to IS 4984/2016. (PRICE Code: 100.98.174) | 315.15 | metre | PRICE Data | Others | Others
Supply of PE Pipe, PE100, PN12.5, 110mm dia, conforming to IS 4984/2016. (PRICE Code: 100.98.175) | 465.05 | metre | PRICE Data | Others | Others
Supply of PE Pipe, PE100, PN12.5, 125mm dia, conforming to IS 4984/2016. (PRICE Code: 100.98.176) | 622.4 | metre | PRICE Data | Others | Others
Supply of PE Pipe, PE100, PN12.5, 140mm dia, conforming to IS 4984/2016. (PRICE Code: 100.98.177) | 781.8 | metre | PRICE Data | Others | Others
Supply of PE Pipe, PE100, PN12.5, 160mm dia, conforming to IS 4984/2016. (PRICE Code: 100.98.178) | 1018.65 | metre | PRICE Data | Others | Others
Supply of PE Pipe, PE100, PN12.5, 180mm dia, conforming to IS 4984/2016. (PRICE Code: 100.98.179) | 1285.8 | metre | PRICE Data | Others | Others
Supply of PE Pipe, PE100, PN12.5, 200mm dia, conforming to IS 4984/2016. (PRICE Code: 100.98.180) | 1584.9 | metre | PRICE Data | Others | Others
Supply of PE Pipe, PE100, PN12.5, 225mm dia, conforming to IS 4984/2016. (PRICE Code: 100.98.181) | 2006.9 | metre | PRICE Data | Others | Others
Supply of PE Pipe, PE100, PN12.5, 250mm dia, conforming to IS 4984/2016. (PRICE Code: 100.98.182) | 2477.5 | metre | PRICE Data | Others | Others
Supply of PE Pipe, PE100, PN12.5, 280mm dia, conforming to IS 4984/2016. (PRICE Code: 100.98.183) | 3104.5 | metre | PRICE Data | Others | Others
Supply of PE Pipe, PE100, PN12.5, 315mm dia, conforming to IS 4984/2016 (PRICE Code: 100.98.184) | 3928.8 | metre | PRICE Data | Others | Others
Supply of PE Pipe, PE100, PN12.5, 355mm dia, conforming to IS 4984/2016. (PRICE Code: 100.98.185) | 5169.8 | metre | PRICE Data | Others | Others
Supply of PE Pipe, PE100, PN12.5, 400mm dia, conforming to IS 4984/2016. (PRICE Code: 100.98.186) | 6563.1 | metre | PRICE Data | Others | Others
Supply of PE Pipe, PE100, PN12.5, 450mm dia, conforming to IS 4984/2016. (PRICE Code: 100.98.187) | 10011.4 | metre | PRICE Data | Others | Others
Supply of PE Pipe, PE100, PN12.5, 500mm dia, conforming to IS 4984/2016. (PRICE Code: 100.98.188) | 12751.5 | metre | PRICE Data | Others | Others
Supply of PE Pipe, PE100, PN12.5, 560mm dia, conforming to IS 4984/2016. (PRICE Code: 100.98.189) | 15970.95 | metre | PRICE Data | Others | Others
Supply of PE Pipe, PE100, PN12.5, 630mm dia, conforming to IS 4984/2016. (PRICE Code: 100.98.190) | 20217 | metre | PRICE Data | Others | Others
Supply of PE Pipe, PE100, PN16, 50mm dia, conforming to IS 4984/2016 (PRICE Code: 100.98.191) | 128.3 | metre | PRICE Data | Others | Others
Supply of PE Pipe, PE100, PN16, 63mm dia, conforming to IS 4984/2016. (PRICE Code: 100.98.192) | 182.85 | metre | PRICE Data | Others | Others
Supply of PE Pipe, PE100, PN16, 75mm dia, conforming to IS 4984/2016. (PRICE Code: 100.98.193) | 261 | metre | PRICE Data | Others | Others
Supply of PE Pipe, PE100, PN16, 90mm dia, conforming to IS 4984/2016. (PRICE Code: 100.98.194) | 376.1 | metre | PRICE Data | Others | Others
Supply of PE Pipe, PE100, PN16, 110mm dia, conforming to IS 4984/2016. (PRICE Code: 100.98.195) | 557.75 | metre | PRICE Data | Others | Others
Supply of PE Pipe, PE100, PN16, 125mm dia, conforming to IS 4984/2016. (PRICE Code: 100.98.196) | 739.3 | metre | PRICE Data | Others | Others
Supply of PE Pipe, PE100, PN16, 140mm dia, conforming to IS 4984/2016. (PRICE Code: 100.98.197) | 930.6 | metre | PRICE Data | Others | Others
Supply of PE Pipe, PE100, PN16, 160mm dia, conforming to IS 4984/2016. (PRICE Code: 100.98.198) | 1212.95 | metre | PRICE Data | Others | Others
Supply of PE Pipe, PE100, PN16, 180mm dia, conforming to IS 4984/2016. (PRICE Code: 100.98.199) | 1531.75 | metre | PRICE Data | Others | Others
Supply of PE Pipe, PE100, PN16, 200mm dia, conforming to IS 4984/2016. (PRICE Code: 100.98.200) | 1894.55 | metre | PRICE Data | Others | Others
Supply of PE Pipe, PE100, PN16, 225mm dia, conforming to IS 4984/2016. (PRICE Code: 100.98.201) | 2386.4 | metre | PRICE Data | Others | Others
Supply of PE Pipe, PE100, PN16, 250mm dia, conforming to IS 4984/2016. (PRICE Code: 100.98.202) | 2949.6 | metre | PRICE Data | Others | Others
Supply of PE Pipe, PE100, PN16, 280mm dia, conforming to IS 4984/2016. (PRICE Code: 100.98.203) | 3704.1 | metre | PRICE Data | Others | Others
Supply of PE Pipe, PE100, PN16, 315mm dia, conforming to IS 4984/2016. (PRICE Code: 100.98.204) | 4677.2 | metre | PRICE Data | Others | Others
Supply of PE Pipe, PE100, PN16, 355mm dia, conforming to IS 4984/2016. (PRICE Code: 100.98.205) | 6176.95 | metre | PRICE Data | Others | Others
Supply of PE Pipe, PE100, PN16, 400mm dia, conforming to IS 4984/2016. (PRICE Code: 100.98.206) | 7839.8 | metre | PRICE Data | Others | Others
Supply of PE Pipe, PE100, PN16, 450mm dia, conforming to IS 4984/2016. (PRICE Code: 100.98.207) | 11947.8 | metre | PRICE Data | Others | Others
Supply of PE Pipe, PE100, PN16, 500mm dia, conforming to IS 4984/2016. (PRICE Code: 100.98.208) | 15211.15 | metre | PRICE Data | Others | Others
Supply of uPVC Pipe, IS 4985: 2000 , 6kg/cm2, 40mm Dia. (PRICE Code: 100.98.209) | 47.15 | metre | PRICE Data | Others | Others
Supply of uPVC Pipe, IS 4985: 2000 , 6kg/cm2, 50mm Dia. (PRICE Code: 100.98.210) | 69.9 | metre | PRICE Data | Others | Others
Supply of uPVC Pipe, IS 4985: 2000 , 6kg/cm2, 63mm Dia.. (PRICE Code: 100.98.211) | 111.8 | metre | PRICE Data | Others | Others
Supply of uPVC Pipe, IS 4985: 2000 , 6kg/cm2, 75mm Dia.. (PRICE Code: 100.98.212) | 157.25 | metre | PRICE Data | Others | Others
Supply of uPVC Pipe, IS 4985: 2000 , 6kg/cm2, 90mm Dia. (PRICE Code: 100.98.213) | 230.6 | metre | PRICE Data | Others | Others
Supply of uPVC Pipe, IS 4985: 2000 , 6kg/cm2, 110mm Dia. (PRICE Code: 100.98.214) | 331.95 | metre | PRICE Data | Others | Others
Supply of uPVC Pipe, IS 4985: 2000 , 6kg/cm2, 140mm Dia. (PRICE Code: 100.98.215) | 551.7 | metre | PRICE Data | Others | Others
Supply of uPVC Pipe, IS 4985: 2000 , 6kg/cm2, 160mm Dia. (PRICE Code: 100.98.216) | 712.8 | metre | PRICE Data | Others | Others
Supply of uPVC Pipe, IS 4985: 2000 , 6kg/cm2, 200mm Dia. (PRICE Code: 100.98.217) | 1107.65 | metre | PRICE Data | Others | Others
Supply of uPVC Pipe, IS 4985: 2000 , 8kg/cm2, 32mm Dia. (PRICE Code: 100.98.218) | 33.2 | metre | PRICE Data | Others | Others
Supply of uPVC Pipe, IS 4985: 2000 , 8kg/cm2, 40mm Dia. (PRICE Code: 100.98.219) | 61.15 | metre | PRICE Data | Others | Others
Supply of uPVC Pipe, IS 4985: 2000 , 8kg/cm2, 50mm Dia. (PRICE Code: 100.98.220) | 96.4 | metre | PRICE Data | Others | Others
Supply of uPVC Pipe, IS 4985: 2000 , 8kg/cm2, 63mm Dia. (PRICE Code: 100.98.221) | 146.35 | metre | PRICE Data | Others | Others
Supply of uPVC Pipe, IS 4985: 2000 , 8kg/cm2, 75mm Dia. (PRICE Code: 100.98.222) | 210.25 | metre | PRICE Data | Others | Others
Supply of uPVC Pipe, IS 4985: 2000 , 8kg/cm2, 90mm Dia. (PRICE Code: 100.98.223) | 295 | metre | PRICE Data | Others | Others
Supply of uPVC Pipe, IS 4985: 2000 , 8kg/cm2, 110mm Dia. (PRICE Code: 100.98.224) | 440.2 | metre | PRICE Data | Others | Others
Supply of uPVC Pipe, IS 4985: 2000 , 8kg/cm2, 140mm Dia. (PRICE Code: 100.98.225) | 716.65 | metre | PRICE Data | Others | Others
Supply of uPVC Pipe, IS 4985: 2000 , 8kg/cm2, 160mm Dia. (PRICE Code: 100.98.226) | 935 | metre | PRICE Data | Others | Others
Supply of uPVC Pipe, IS 4985: 2000 , 8kg/cm2, 200mm Dia. (PRICE Code: 100.98.227) | 1440.25 | metre | PRICE Data | Others | Others
Supply of uPVC Pipe, IS 4985: 2000 , 8kg/cm2, 180mm Dia. (PRICE Code: 100.98.228) | 1147.8 | metre | PRICE Data | Others | Others
Supply of uPVC Pipe, IS 4985: 2000 , 10kg/cm2, 20mm. (PRICE Code: 100.98.229) | 17.45 | metre | PRICE Data | Others | Others
Supply of uPVC Pipe, IS 4985: 2000 , 10kg/cm2, 25mm. (PRICE Code: 100.98.230) | 29.7 | metre | PRICE Data | Others | Others
Supply of uPVC Pipe, IS 4985: 2000 , 10kg/cm2, 32mm Dia. (PRICE Code: 100.98.231) | 47.15 | metre | PRICE Data | Others | Others
Supply of uPVC Pipe, IS 4985: 2000 , 10kg/cm2, 40mm Dia. (PRICE Code: 100.98.232) | 69.9 | metre | PRICE Data | Others | Others
Supply of uPVC Pipe, IS 4985: 2000 , 10kg/cm2, 50mm Dia. (PRICE Code: 100.98.233) | 111.8 | metre | PRICE Data | Others | Others
Supply of uPVC Pipe, IS 4985: 2000 , 10kg/cm2, 63mm Dia. (PRICE Code: 100.98.234) | 174.7 | metre | PRICE Data | Others | Others
Supply of uPVC Pipe, IS 4985: 2000 , 10kg/cm2, 75mm Dia. (PRICE Code: 100.98.235) | 244.6 | metre | PRICE Data | Others | Others
Supply of uPVC Pipe, IS 4985: 2000 , 10kg/cm2, 90mm Dia. (PRICE Code: 100.98.236) | 356.4 | metre | PRICE Data | Others | Others
Supply of uPVC Pipe, IS 4985: 2000 , 10kg/cm2, 110mm Dia. (PRICE Code: 100.98.237) | 536.35 | metre | PRICE Data | Others | Others
Supply of uPVC Pipe, IS 4985: 2000 , 10kg/cm2, 140mm Dia. (PRICE Code: 100.98.238) | 864.8 | metre | PRICE Data | Others | Others
Supply of uPVC Pipe, IS 4985: 2000 , 10kg/cm2, 160mm Dia. (PRICE Code: 100.98.239) | 1138.25 | metre | PRICE Data | Others | Others
Supply of uPVC Pipe, IS 4985: 2000 , 10kg/cm2, 200mm Dia. (PRICE Code: 100.98.240) | 1776.75 | metre | PRICE Data | Others | Others
Supply of CI Non Return Valve, Conforming to IS 5312 Part I - 1984, PN 1.6, Size 80mm. (PRICE Code: 100.98.428) | 5943.4 | each | PRICE Data | Others | Others
Supply of CI Non Return Valve, Conforming to IS 5312 Part I - 1984, PN 1.6, Size 100mm. (PRICE Code: 100.98.429) | 8668.25 | each | PRICE Data | Others | Others
Supply of CI Non Return Valve, Conforming to IS 5312 Part I - 1984, PN 1.6, Size 125mm (PRICE Code: 100.98.430) | 11175.95 | each | PRICE Data | Others | Others
Supply of CI Non Return Valve, Conforming to IS 5312 Part I - 1984, PN 1.0, Size 150mm. (PRICE Code: 100.98.431) | 12275.9 | each | PRICE Data | Others | Others
Supply of CI Non Return Valve, Conforming to IS 5312 Part I - 1984, PN 1.0, Size 200mm. (PRICE Code: 100.98.432) | 23526.2 | each | PRICE Data | Others | Others
Supply of CI Non Return Valve, Conforming to IS 5312 Part I - 1984, PN 1.0, Size 250mm. (PRICE Code: 100.98.433) | 35383.95 | each | PRICE Data | Others | Others
Supply of CI Non Return Valve, Conforming to IS 5312 Part I - 1984, PN 1.0, Size 300mm. (PRICE Code: 100.98.434) | 45483.2 | each | PRICE Data | Others | Others
Supply of CI Air Valve, Conforming to IS 14848 - 2000, Kinetic Air Valve Type DK, Size 50mm. (PRICE Code: 100.98.435) | 7951.65 | each | PRICE Data | Others | Others
Supply of CI Air Valve, Conforming to IS 14848 - 2000, Kinetic Air Valve Type DK, Size 80mm. (PRICE Code: 100.98.436) | 11748.55 | each | PRICE Data | Others | Others
Supply of CI Air Valve, Conforming to IS 14848 - 2000, Kinetic Air Valve Type DK, Size 100mm. (PRICE Code: 100.98.437) | 17963.75 | each | PRICE Data | Others | Others
Supply of CI Air Valve, Conforming to IS 14848 - 2000, Kinetic Air Valve Type DK, Size 150mm. (PRICE Code: 100.98.438) | 32466.25 | each | PRICE Data | Others | Others
Supply of CI Air Valve, Conforming to IS 14848 - 2000, Single Orifice, Small Orifice Type S1, Size 15mm. (PRICE Code: 100.98.439) | 5636.75 | each | PRICE Data | Others | Others
Supply of CI Air Valve, Conforming to IS 14848 - 2000, Single Orifice, Small Orifice Type S1, Size 25mm. (PRICE Code: 100.98.440) | 5636.75 | each | PRICE Data | Others | Others
Supply of CI Air Valve, Conforming to IS 14848 - 2000, Single Orifice, Small Orifice Type S1, Size 40mm. (PRICE Code: 100.98.441) | 6110.65 | each | PRICE Data | Others | Others
Supply of CI Air Valve, Conforming to IS 14848 - 2000, Single Orifice, Large Orifice Type S2, Size 20mm. (PRICE Code: 100.98.442) | 5636.75 | each | PRICE Data | Others | Others
CI Air Valve, Conforming to IS 14848 - Supply of 2000, Single Orifice, Large Orifice Type S2, Size 45mm. (PRICE Code: 100.98.443) | 6110.65 | metre | PRICE Data | Others | Others
Supply of CI Air Valve, Conforming to IS 14848 - 2000, Single Orifice, Large Orifice Type S2, Size 50mm. (PRICE Code: 100.98.444) | 6110.65 | each | PRICE Data | Others | Others
Supply of CI Air Valve, Conforming to IS 14848 - 2000, Double Orifice Type DS2, Size 40mm. (PRICE Code: 100.98.445) | 6950.4 | each | PRICE Data | Others | Others
Supply of CI Air Valve, Conforming to IS 14848 - 2000, Double Orifice Type DS2, Size 50mm. (PRICE Code: 100.98.446) | 7947 | each | PRICE Data | Others | Others
Supply of CI Air Valve, Conforming to IS 14848 - 2000, Double Orifice Type DS2, Size 200mm. (PRICE Code: 100.98.447) | 19565.1 | each | PRICE Data | Others | Others
Supply of CI Air Valve with Flanges, Conforming to IS 14845 - 2000, Kinetic Air Valve Type DS1, Size 40mm (PRICE Code: 100.98.448) | 7646.15 | each | PRICE Data | Others | Others
Supply of CI Air Valve with Flanges, Conforming to IS 14845 - 2000, Kinetic Air Valve Type DS1, Size 50mm. (PRICE Code: 100.98.449) | 8747.25 | each | PRICE Data | Others | Others
Supply of CI Air Valve with Flanges, Conforming to IS 14845 - 2000, Kinetic Air Valve Type DS1, Size 80mm. (PRICE Code: 100.98.450) | 12922.85 | each | PRICE Data | Others | Others
Supply of CI Air Valve with Flanges, Conforming to IS 14845 - 2000, Kinetic Air Valve Type DS1, Size 100mm. (PRICE Code: 100.98.451) | 19765.25 | each | PRICE Data | Others | Others
Supply of CI Air Valve with Flanges, Conforming to IS 14845 - 2000, Kinetic Air Valve Type DS1, Size 150mm. (PRICE Code: 100.98.452) | 35719.6 | each | PRICE Data | Others | Others
Supply of CI Air Valve with Flanges, Conforming to IS 14845 - 2000, Kinetic Air Valve Type DS1, Size 200mm. (PRICE Code: 100.98.453) | 18198.85 | each | PRICE Data | Others | Others
Supply of CI Air Valve with Flanges, Conforming to IS 14845 - 2000, Kinetic Air Valve Type DS2, Size 80mm. (PRICE Code: 100.98.454) | 4367.9 | each | PRICE Data | Others | Others
Supply of CI Air Valve with Flanges, Conforming to IS 14845 - 2000, Kinetic Air Valve Type DS2, Size 100mm. (PRICE Code: 100.98.455) | 5678.15 | each | PRICE Data | Others | Others
Supply of CI Air Valve with Flanges, Conforming to IS 14845 - 2000, Kinetic Air Valve Type DS2, Size 150mm. (PRICE Code: 100.98.456) | 8882.25 | each | PRICE Data | Others | Others
Supply of CI Double Flanged Sluice Valve Conforming to IS 14846 - 2000, Sluice Valve with Cap PN 1.6, Size 80mm. (PRICE Code: 100.98.457) | 6624.05 | each | PRICE Data | Others | Others
Supply of CI Double Flanged Sluice Valve Conforming to IS 14846 - 2000, Sluice Valve with Cap PN 1.6, Size 100mm. (PRICE Code: 100.98.458) | 9003.95 | each | PRICE Data | Others | Others
Supply of CI Double Flanged Sluice Valve Conforming to IS 14846 - 2000, Sluice Valve with Cap PN 1.6, Size 125mm. (PRICE Code: 100.98.459) | 11066.75 | each | PRICE Data | Others | Others
Supply of CI Double Flanged Sluice Valve Conforming to IS 14846 - 2000, Sluice Valve with Cap PN 1.6, Size 150mm. (PRICE Code: 100.98.460) | 13396.75 | each | PRICE Data | Others | Others
Supply of CI Double Flanged Sluice Valve Conforming to IS 14846 - 2000, Sluice Valve with Cap PN 1.6, Size 200mm. (PRICE Code: 100.98.461) | 23723.65 | each | PRICE Data | Others | Others
Supply of CI Double Flanged Sluice Valve Conforming to IS 14846 - 2000, Sluice Valve with Cap PN 1.6, Size 250mm. (PRICE Code: 100.98.462) | 34361.8 | each | PRICE Data | Others | Others
Supply of CI Double Flanged Sluice Valve Conforming to IS 14846 - 2000, Sluice Valve with Cap PN 1.6, Size 300mm. (PRICE Code: 100.98.463) | 43312.35 | each | PRICE Data | Others | Others
Supply of CI Double Flanged Sluice Valve Conforming to IS 14846 - 2000, Sluice Valve with Cap PN 1.6, Size 350mm. (PRICE Code: 100.98.464) | 77806.55 | each | PRICE Data | Others | Others
Supply of CI Double Flanged Sluice Valve Conforming to IS 14846 - 2000, Sluice Valve with Cap PN 1.6, Size 400mm. (PRICE Code: 100.98.465) | 94877.15 | each | PRICE Data | Others | Others
Supply of CI Double Flanged Sluice Valve Conforming to IS 14846 - 2000, Sluice Valve with Cap PN 1.6, Size 450mm. (PRICE Code: 100.98.466) | 111285.65 | each | PRICE Data | Others | Others
Supply of CI Double Flanged Sluice Valve Conforming to IS 14846 - 2000, Sluice Valve with Cap PN 1.6, Size 500mm. (PRICE Code: 100.98.467) | 230538 | each | PRICE Data | Others | Others
Supply of CI Double Flanged Sluice Valve Conforming to IS 14846 - 2000, Sluice Valve with Cap PN 1.6, Size 600mm. (PRICE Code: 100.98.468) | 266786.1 | each | PRICE Data | Others | Others
Supply of CI Double Flanged Sluice Valve Conforming to IS 14846 - 2000, Sluice Valve with Cap PN 1.0, Size 80mm. (PRICE Code: 100.98.469) | 6136.2 | each | PRICE Data | Others | Others
Supply of CI Double Flanged Sluice Valve Conforming to IS 14846 - 2000, Sluice Valve with Cap PN 1.0, Size 100mm. (PRICE Code: 100.98.470) | 8362.8 | each | PRICE Data | Others | Others
Supply of CI Double Flanged Sluice Valve Conforming to IS 14846 - 2000, Sluice Valve with Cap PN 1.0, Size 125mm. (PRICE Code: 100.98.471) | 10243.25 | each | PRICE Data | Others | Others
Supply of CI Double Flanged Sluice Valve Conforming to IS 14846 - 2000, Sluice Valve with Cap PN 1.0, Size 150mm. (PRICE Code: 100.98.472) | 12424.55 | each | PRICE Data | Others | Others
Supply of CI Double Flanged Sluice Valve Conforming to IS 14846 - 2000, Sluice Valve with Cap PN 1.0, Size 200mm. (PRICE Code: 100.98.473) | 21987.2 | each | PRICE Data | Others | Others
Supply of CI Double Flanged Sluice Valve Conforming to IS 14846 - 2000, Sluice Valve with Cap PN 1.0, Size 250mm. (PRICE Code: 100.98.474) | 32125.95 | each | PRICE Data | Others | Others
Supply of CI Double Flanged Sluice Valve Conforming to IS 14846 - 2000, Sluice Valve with Cap PN 1.0, Size 300mm. (PRICE Code: 100.98.475) | 40473.65 | each | PRICE Data | Others | Others
Supply of CI Double Flanged Sluice Valve Conforming to IS 14846 - 2000, Sluice Valve with Cap PN 1.0, Size 350mm. (PRICE Code: 100.98.476) | 72555.4 | each | PRICE Data | Others | Others
Supply of CI Double Flanged Sluice Valve Conforming to IS 14846 - 2000, Sluice Valve with Cap PN 1.0, Size 400mm. (PRICE Code: 100.98.477) | 87852.4 | each | PRICE Data | Others | Others
Supply of CI Double Flanged Sluice Valve Conforming to IS 14846 - 2000, Sluice Valve with Cap PN 1.0, Size 450mm. (PRICE Code: 100.98.478) | 103071.5 | each | PRICE Data | Others | Others
Supply of CI Double Flanged Sluice Valve Conforming to IS 14846 - 2000, Sluice Valve with Cap PN 1.0, Size 500mm. (PRICE Code: 100.98.479) | 170798.6 | each | PRICE Data | Others | Others
Supply of CI Double Flanged Sluice Valve Conforming to IS 14846 - 2000, Sluice Valve with Cap PN 1.0, Size 600mm. (PRICE Code: 100.98.480) | 197549.1 | each | PRICE Data | Others | Others
Supply of CI Double Flanged Sluice Valve Conforming to IS 14846 - 2000, Sluice Valve with Hand Wheel PN 1.6, Size 80mm. (PRICE Code: 100.98.481) | 6856.35 | each | PRICE Data | Others | Others
Supply of CI Double Flanged Sluice Valve Conforming to IS 14846 - 2000, Sluice Valve with Hand Wheel PN 1.6, Size 100mm. (PRICE Code: 100.98.482) | 9256 | each | PRICE Data | Others | Others
Supply of CI Double Flanged Sluice Valve Conforming to IS 14846 - 2000, Sluice Valve with Hand Wheel PN 1.6, Size 125mm. (PRICE Code: 100.98.483) | 11452.4 | each | PRICE Data | Others | Others
Supply of CI Double Flanged Sluice Valve Conforming to IS 14846 - 2000, Sluice Valve with Hand Wheel PN 1.6, Size 150mm. (PRICE Code: 100.98.484) | 13852.05 | each | PRICE Data | Others | Others
Supply of CI Double Flanged Sluice Valve Conforming to IS 14846 - 2000, Sluice Valve with Hand Wheel PN 1.6, Size 200mm. (PRICE Code: 100.98.485) | 24499.5 | each | PRICE Data | Others | Others
Supply of CI Double Flanged Sluice Valve Conforming to IS 14846 - 2000, Sluice Valve with Hand Wheel PN 1.6, Size 250mm. (PRICE Code: 100.98.486) | 35102.85 | each | PRICE Data | Others | Others
Supply of CI Double Flanged Sluice Valve Conforming to IS 14846 - 2000, Sluice Valve with Hand Wheel PN 1.6, Size 300mm. (PRICE Code: 100.98.487) | 44042.9 | each | PRICE Data | Others | Others
Supply of CI Double Flanged Sluice Valve Conforming to IS 14846 - 2000, Sluice Valve with Hand Wheel PN 1.6, Size 350mm. (PRICE Code: 100.98.488) | 79179.45 | each | PRICE Data | Others | Others
Supply of CI Double Flanged Sluice Valve Conforming to IS 14846 - 2000, Sluice Valve with Hand Wheel PN 1.6, Size 400mm. (PRICE Code: 100.98.489) | 96309.25 | each | PRICE Data | Others | Others
Supply of CI Double Flanged Sluice Valve Conforming to IS 14846 - 2000, Sluice Valve with Hand Wheel PN 1.6, Size 450mm. (PRICE Code: 100.98.490) | 112974.45 | each | PRICE Data | Others | Others
Supply of CI Double Flanged Sluice Valve Conforming to IS 14846 - 2000, Sluice Valve with Hand Wheel PN 1.6, Size 500mm. (PRICE Code: 100.98.491) | 234132.85 | each | PRICE Data | Others | Others
Supply of CI Double Flanged Sluice Valve Conforming to IS 14846 - 2000, Sluice Valve with Hand Wheel PN 1.6, Size 600mm. (PRICE Code: 100.98.492) | 270267.1 | each | PRICE Data | Others | Others
Supply of CI Double Flanged Sluice Valve Conforming to IS 14846 - 2000, Sluice Valve with Hand Wheel PN 1.0, Size 80mm. (PRICE Code: 100.98.493) | 6353.4 | each | PRICE Data | Others | Others
Supply of CI Double Flanged Sluice Valve Conforming to IS 14846 - 2000, Sluice Valve with Hand Wheel PN 1.0, Size 100mm. (PRICE Code: 100.98.494) | 8580 | each | PRICE Data | Others | Others
Supply of CI Double Flanged Sluice Valve Conforming to IS 14846 - 2000, Sluice Valve with Hand Wheel PN 1.0, Size 125mm. (PRICE Code: 100.98.495) | 10603.35 | each | PRICE Data | Others | Others
Supply of CI Double Flanged Sluice Valve Conforming to IS 14846 - 2000, Sluice Valve with Hand Wheel PN 1.0, Size 150mm. (PRICE Code: 100.98.496) | 12839.2 | each | PRICE Data | Others | Others
Supply of CI Double Flanged Sluice Valve Conforming to IS 14846 - 2000, Sluice Valve with Hand Wheel PN 1.0, Size 200mm. (PRICE Code: 100.98.497) | 22869.95 | each | PRICE Data | Others | Others
Supply of CI Double Flanged Sluice Valve Conforming to IS 14846 - 2000, Sluice Valve with Hand Wheel PN 1.0, Size 250mm. (PRICE Code: 100.98.498) | 32801.9 | each | PRICE Data | Others | Others
Supply of CI Double Flanged Sluice Valve Conforming to IS 14846 - 2000, Sluice Valve with Hand Wheel PN 1.0, Size 300mm. (PRICE Code: 100.98.499) | 41164.7 | each | PRICE Data | Others | Others
Supply of CI Double Flanged Sluice Valve Conforming to IS 14846 - 2000, Sluice Valve with Hand Wheel PN 1.0, Size 350mm. (PRICE Code: 100.98.500) | 73843.5 | each | PRICE Data | Others | Others
Supply of CI Double Flanged Sluice Valve Conforming to IS 14846 - 2000, Sluice Valve with Hand Wheel PN 1.0, Size 400mm. (PRICE Code: 100.98.501) | 89185.8 | metre | PRICE Data | Others | Others
Supply of CI Double Flanged Sluice Valve Conforming to IS 14846 - 2000, Sluice Valve with Hand Wheel PN 1.0, Size 450mm. (PRICE Code: 100.98.502) | 104611.65 | each | PRICE Data | Others | Others
Supply of CI Double Flanged Sluice Valve Conforming to IS 14846 - 2000, Sluice Valve with Hand Wheel PN 1.0, Size 500mm. (PRICE Code: 100.98.503) | 173409.65 | each | PRICE Data | Others | Others
Supply of CI Double Flanged Sluice Valve Conforming to IS 14846 - 2000, Sluice Valve with Hand Wheel PN 1.0, Size 600mm. (PRICE Code: 100.98.504) | 200140.4 | each | PRICE Data | Others | Others
Supply of CI Plain End Valve Conforming to IS 14846 - 2000, Sluice Valve with Cap PN 1.6, Size 80mm. (PRICE Code: 100.98.505) | 3240.7 | each | PRICE Data | Others | Others
Supply of CI Plain End Valve Conforming to IS 14846 - 2000, Sluice Valve with Cap PN 1.6, Size 100mm. (PRICE Code: 100.98.506) | 4599.4 | each | PRICE Data | Others | Others
Supply of CI Plain End Valve Conforming to IS 14846 - 2000, Sluice Valve with Cap PN 1.6, Size 125mm. (PRICE Code: 100.98.507) | 5460.6 | each | PRICE Data | Others | Others
Supply of CI Plain End Valve Conforming to IS 14846 - 2000, Sluice Valve with Cap PN 1.6, Size 150mm. (PRICE Code: 100.98.508) | 6734.3 | each | PRICE Data | Others | Others
Supply of CI Plain End Valve Conforming to IS 14846 - 2000, Sluice Valve with Cap PN 1.6, Size 200mm. (PRICE Code: 100.98.509) | 10604.7 | each | PRICE Data | Others | Others
Supply of CI Plain End Valve Conforming to IS 14846 - 2000, Sluice Valve with Cap PN 1.6, Size 250mm. (PRICE Code: 100.98.510) | 18054.25 | each | PRICE Data | Others | Others
Supply of CI Plain End Valve Conforming to IS 14846 - 2000, Sluice Valve with Cap PN 1.6, Size 300mm. (PRICE Code: 100.98.511) | 21112 | each | PRICE Data | Others | Others
Supply of CI Plain End Valve Conforming to IS 14846 - 2000, Sluice Valve with Cap PN 1.0, Size 80mm. (PRICE Code: 100.98.512) | 2978.45 | each | PRICE Data | Others | Others
Supply of CI Plain End Valve Conforming to IS 14846 - 2000, Sluice Valve with Cap PN 1.0, Size 100mm. (PRICE Code: 100.98.513) | 4077.1 | each | PRICE Data | Others | Others
Supply of CI Plain End Valve Conforming to IS 14846 - 2000, Sluice Valve with Cap PN 1.0, Size 125mm. (PRICE Code: 100.98.514) | 5023.3 | each | PRICE Data | Others | Others
Supply of CI Plain End Valve Conforming to IS 14846 - 2000, Sluice Valve with Cap PN 1.0, Size 150mm. (PRICE Code: 100.98.515) | 6697.6 | each | PRICE Data | Others | Others
Supply of CI Plain End Valve Conforming to IS 14846 - 2000, Sluice Valve with Cap PN 1.0, Size 200mm. (PRICE Code: 100.98.516) | 10701.6 | each | PRICE Data | Others | Others
Supply of CI Plain End Valve Conforming to IS 14846 - 2000, Sluice Valve with Cap PN 1.0, Size 250mm. (PRICE Code: 100.98.517) | 17762.8 | each | PRICE Data | Others | Others
Supply of CI Plain End Valve Conforming to IS 14846 - 2000, Sluice Valve with Cap PN 1.0, Size 300mm. (PRICE Code: 100.98.518) | 20892.6 | each | PRICE Data | Others | Others
Engaging Bandhani (PRICE Code: 100.98.1000) | 716.65 | Day | PRICE Data | Others | Others
Engaging Bhisti (PRICE Code: 100.98.1001) | 716.65 | Day | PRICE Data | Others | Others
Engaging Blacksmith Ist class (PRICE Code: 100.98.1002) | 857.2 | Day | PRICE Data | Others | Others
Engaging Blacksmith 2nd class (PRICE Code: 100.98.1003) | 788.65 | Day | PRICE Data | Others | Others
Engaging Carpenter Ist class (PRICE Code: 100.98.1004) | 857.2 | Day | PRICE Data | Others | Others
Engaging Carpenter 2nd class (PRICE Code: 100.98.1005) | 788.65 | Day | PRICE Data | Others | Others
Engaging Chowkidar (PRICE Code: 100.98.1006) | 648.1 | Day | PRICE Data | Others | Others
Engaging Beldar (PRICE Code: 100.98.1007) | 648.1 | Day | PRICE Data | Others | Others
Engaging Coolie (PRICE Code: 100.98.1008) | 648.1 | Day | PRICE Data | Others | Others
Engaging Fitter ( grade 1) (PRICE Code: 100.98.1009) | 857.2 | Day | PRICE Data | Others | Others
Engaging Assistant Fitter or 2nd class fitter (PRICE Code: 100.98.1010) | 788.65 | Day | PRICE Data | Others | Others
Engaging Glazier (PRICE Code: 100.98.1011) | 788.65 | Day | PRICE Data | Others | Others
Engaging Mason (for plaster of paris work) I st class (PRICE Code: 100.98.1012) | 857.2 | Day | PRICE Data | Others | Others
Engaging Mason ( brick layer) Ist class (PRICE Code: 100.98.1013) | 857.2 | Day | PRICE Data | Others | Others
Engaging Mason ( brick layer) 2nd class (PRICE Code: 100.98.1014) | 788.65 | Day | PRICE Data | Others | Others
Engaging Mason ( for plain stone work) 2nd class (PRICE Code: 100.98.1015) | 788.65 | Day | PRICE Data | Others | Others
Engaging Mason ( for ornamental stone work) Ist class (PRICE Code: 100.98.1016) | 857.2 | Day | PRICE Data | Others | Others
Engaging Driver ( for Road Roller, Concrete Mixer, Truck etc.) (PRICE Code: 100.98.1017) | 857.2 | Day | PRICE Data | Others | Others
Engaging Mate (PRICE Code: 100.98.1018) | 716.65 | Day | PRICE Data | Others | Others
Engaging Mistry (PRICE Code: 100.98.1019) | 857.2 | metre | PRICE Data | Others | Others
Engaging Painter (PRICE Code: 100.98.1020) | 788.65 | Day | PRICE Data | Others | Others
Engaging Rock Excavator (PRICE Code: 100.98.1021) | 648.1 | Day | PRICE Data | Others | Others
Engaging Rock Breaker (PRICE Code: 100.98.1022) | 648.1 | Day | PRICE Data | Others | Others
Engaging Rock Hole Driller (PRICE Code: 100.98.1023) | 648.1 | Day | PRICE Data | Others | Others
Engaging Stone Chiseller (PRICE Code: 100.98.1024) | 716.65 | metre | PRICE Data | Others | Others
Engaging Sprayer (for bitumen, tar etc.) (PRICE Code: 100.98.1025) | 716.65 | Day | PRICE Data | Others | Others
Engaging Skilled Beldar ( for floor running etc.) (PRICE Code: 100.98.1026) | 716.65 | Day | PRICE Data | Others | Others
Engaging White Washer (PRICE Code: 100.98.1027) | 716.65 | Day | PRICE Data | Others | Others
Engaging Mason ( average) (PRICE Code: 100.98.1028) | 823.5 | Day | PRICE Data | Others | Others
Engaging Carpenter (average) (PRICE Code: 100.98.1029) | 823.5 | Day | PRICE Data | Others | Others
Engaging Operator ( pile/ Special Machine) (PRICE Code: 100.98.1030) | 857.2 | Day | PRICE Data | Others | Others
Engaging Skilled torch operator for laying tack (PRICE Code: 100.98.1031) | 857.2 | Day | PRICE Data | Others | Others
Engaging Technician (PRICE Code: 100.98.1032) | 900.15 | Day | PRICE Data | Others | Others
Engaging Helper (Technician) (PRICE Code: 100.98.1033) | 648.1 | Day | PRICE Data | Others | Others
Supply of Nozzle man / gun man. (PRICE Code: 100.98.1034) | 857.2 | each | PRICE Data | Others | Others
Supply of sewer man. (PRICE Code: 100.98.1035) | 648.1 | each | PRICE Data | Others | Others
Supply of Security Guard without gun. (PRICE Code: 100.98.1036) | 716.65 | each | PRICE Data | Others | Others
Supply of Security Guard with gun. (PRICE Code: 100.98.1037) | 788.65 | each | PRICE Data | Others | Others
Add extra for the rate of Earth Work Excavation to account for the difficulty of excavation and the idling of the labour / machinery. Code Description Unit Quantity (PRICE Code: 100.99.1) | 204.85 | cum | PRICE Data | Others | Others
Dismantling 80 mm ACpipe (Rate 50% of KW.23.1.1.- Conveying and Laying Charge) (PRICE Code: 100.99.2) | 31.5 | metre | PRICE Data | Others | Others
Dismantling 100 mm ACpipe (Rate 50% of KW.23.1.2.- Laying Charge) (PRICE Code: 100.99.3) | 43.15 | metre | PRICE Data | Others | Others
Dismantling 125 mm AC pipe (Rate 50% of KW.23.1.3.- Laying Charge) (PRICE Code: 100.99.4) | 46.2 | metre | PRICE Data | Others | Others
Dismantling 150 mm AC pipe (Rate 50% of KW.23.1.4.- Laying Charge) (PRICE Code: 100.99.5) | 49.6 | metre | PRICE Data | Others | Others
Dismantling 175 mm ACpipe 8 (Rate 50% of KW.23.1.5.- Laying Charge) (PRICE Code: 100.99.6) | 53.05 | metre | PRICE Data | Others | Others
Dismantling 200 mm ACpipe 8 (Rate 50% of KW.23.1.6.- Laying Charge) (PRICE Code: 100.99.7) | 66.05 | metre | PRICE Data | Others | Others
Dismantling 225 mm ACpipe (Rate 50% of KW.23.1.7.- Laying Charge) (PRICE Code: 100.99.8) | 69.65 | metre | PRICE Data | Others | Others
Dismantling 250mm ACpipe (Rate 50% of KW.23.1.8.- Laying Charge) (PRICE Code: 100.99.9) | 73.95 | metre | PRICE Data | Others | Others
Dismantling 300mm ACpipe (Rate 50% of KW.23.1.9.- Laying Charge) (PRICE Code: 100.99.10) | 95.6 | metre | PRICE Data | Others | Others
Dismantling 350mm ACpipe (Rate 50% of KW.23.1.10.- Laying Charge) (PRICE Code: 100.99.11) | 109.7 | metre | PRICE Data | Others | Others
Dismantling 400mm ACpipe (Rate 50% of KW.23.1.11.- Laying Charge) (PRICE Code: 100.99.12) | 121.45 | metre | PRICE Data | Others | Others
Dismantling CID Joint - 1.No (Rate 50% of KW.24.1- Jointing Charge) (PRICE Code: 100.99.13) | 34.8 | each | PRICE Data | Others | Others
Dismantling CID Joint - 1.No (Rate 50% of KW.24.2- Jointing Charge) (PRICE Code: 100.99.14) | 43.15 | each | PRICE Data | Others | Others
Dismantling CID Joint - 1.No (Rate 50% of KW.24.3- Jointing Charge) (PRICE Code: 100.99.15) | 51.6 | each | PRICE Data | Others | Others
Dismantling CID Joint - 1.No (Rate 50% of KW.24.4- Jointing Charge) (PRICE Code: 100.99.16) | 60 | each | PRICE Data | Others | Others
Dismantling CID Joint - 1.No (Rate 50% of KW.24.4- Jointing Charge) (PRICE Code: 100.99.17) | 69.55 | each | PRICE Data | Others | Others
Dismantling CID Joint - 1.No (Rate 50% of KW.24.6- Jointing Charge) (PRICE Code: 100.99.18) | 69.55 | each | PRICE Data | Others | Others
Repairing leakage/breakage of 225 mm AC pipe line by cutting and dismantling the damaged pipe portion (Up to 3.0 m) including charges for earth work excavation in all kinds of soil including tar / concrete cutting for for exposing leak portion of the pipe, operating control valves if any, conveying to the site and cutting new AC pipe to the required length, rejointing the pipeline using CID Joints , testing the pipe line by operating the valves concerned, and rectifying the defects any noticed and without causing any damages to the existing utilities and refilling the trenches using excavated earth in layers not exceeding 20cm depth including consolidating each layers by ramming, watering, charges for removing surplus soil from work site, including hire for tools and plant, conveyance of tools and materials, bailing out water, providing caution boards, lighting, watching, ribbon fencing, traffic controlling etc.complete as per the direction of Departmental officers excluding the cost of pipe and CID Joints. (PRICE Code: 100.99.19) | 77.95 | each | PRICE Data | Others | Others
Dismantling CID Joint - 1.No (Rate 50% of KW.24.8- Jointing Charge) (PRICE Code: 100.99.20) | 86.35 | each | PRICE Data | Others | Others
Dismantling CID Joint - 1.No (Rate 50% of KW.24.9- Jointing Charge) (PRICE Code: 100.99.21) | 104.35 | each | PRICE Data | Others | Others
Dismantling CID Joint - 1.No (Rate 50% of KW.24.10- Jointing Charge) (PRICE Code: 100.99.22) | 121.15 | each | PRICE Data | Others | Others
Dismantling CID Joint - 1.No (Rate 50% of KW.24.11- Jointing Charge) (PRICE Code: 100.99.23) | 140.25 | each | PRICE Data | Others | Others
Dismantling 32 mm PVC pipe ( Rate 50% of KW.9.3 - laying Charge) (PRICE Code: 100.99.24) | 15.4 | metre | PRICE Data | Others | Others
Dismantling 40 mm PVC pipe ( Rate 50% of KW .9.4 - laying charge) (PRICE Code: 100.99.25) | 17.55 | metre | PRICE Data | Others | Others
Dismantling 40 mm PVC pipe (Rate 50% of KW.9.4 - laying Charge) (PRICE Code: 100.99.26) | 17.55 | metre | PRICE Data | Others | Others
Dismantling 63 mm PVC pipe Rate 50% of KW.9.6laying Charge (PRICE Code: 100.99.27) | 32.1 | metre | PRICE Data | Others | Others
Dismantling 75 mm PVC pipe (Rate 50% of laying Charge) (PRICE Code: 100.99.28) | 32.1 | metre | PRICE Data | Others | Others
Dismantling 90 mm PVC pipe (Rate 50% of laying Charge) (PRICE Code: 100.99.29) | 32.1 | metre | PRICE Data | Others | Others
Dismantling 110 mm PVC pipe (Rate 50% of KW.9.9 - laying Charge) (PRICE Code: 100.99.30) | 47.3 | metre | PRICE Data | Others | Others
Dismantling 140 mm PVC pipe (Rate 50% of KW.9.10 - laying Charge) (PRICE Code: 100.99.31) | 62.05 | metre | PRICE Data | Others | Others
Dismantling 160 mm PVC pipe (Rate 50% of KW.9.11 - laying Charge) (PRICE Code: 100.99.32) | 74.75 | metre | PRICE Data | Others | Others
Dismantling 180 mm PVC pipe (Rate 50% of KW.9.12 - laying Charge) (PRICE Code: 100.99.33) | 89.5 | metre | PRICE Data | Others | Others
Dismantling 200 mm PVC pipe (Rate 50% of KW.9.13 - laying Charge) (PRICE Code: 100.99.34) | 105.35 | metre | PRICE Data | Others | Others
Dismantling 250 mm PVC pipe (Rate 50% of KW 9.14 laying charge) (PRICE Code: 100.99.35) | 149.75 | metre | PRICE Data | Others | Others
Dismantling 280 mm PVC pipe - (Rate 50% of KW.9.15 - laying Charge) (PRICE Code: 100.99.36) | 180.1 | metre | PRICE Data | Others | Others
Sub data for total cost for conveyance of truck ( for 5.19 trips) per day with lead of 5km (PRICE Code: 100.99.38) | 6329.55 | Day | PRICE Data | Others | Others
Hire charges for rubber packing (1/4 of the actual cost) (rubber insertions for 100mm dia pipe joints - 2 nos @Rs 20/E) (PRICE Code: 100.99.39) | 4.5 | each | PRICE Data | Others | Others
Hire charges for rubber packing (1/4 of the actual cost) (rubber insertions for 150mm dia pipe joints - 2 nos @Rs 20/E) (PRICE Code: 100.99.40) | 5 | each | PRICE Data | Others | Others
Hire charges for rubber packing (1/4 of the actual cost) (rubber insertions for 250mm dia pipe joints - 2 nos @Rs 40/E) (PRICE Code: 100.99.42) | 10 | each | PRICE Data | Others | Others
Hire charges for rubber packing (1/4 of the actual cost) (rubber insertions for 300mm dia pipe joints - 2 nos @Rs 45/E) (PRICE Code: 100.99.43) | 11.25 | each | PRICE Data | Others | Others
Hire charges for rubber packing (1/4 of the actual cost) (rubber insertions for 350mm dia pipe joints - 2 nos @Rs 50/E) (PRICE Code: 100.99.44) | 12.5 | each | PRICE Data | Others | Others
Hire charges for rubber packing (1/4 of the actual cost) (rubber insertions for 400mm dia pipe joints - 2 nos @Rs 73/E) (PRICE Code: 100.99.45) | 18.25 | each | PRICE Data | Others | Others
Hire charges for rubber packing (1/4 of the actual cost) (rubber insertions for 450mm dia pipe joints - 2 nos @Rs 92/E) (PRICE Code: 100.99.46) | 23 | each | PRICE Data | Others | Others
Hire charges for rubber packing (1/4 of the actual cost) (rubber insertions for 500mm dia pipe joints - 2 nos @Rs 110/E) (PRICE Code: 100.99.47) | 27.5 | each | PRICE Data | Others | Others
Hire charges for rubber packing (1/4 of the actual cost) (rubber insertions for 600mm dia pipe joints - 2 nos @Rs 125/E) (PRICE Code: 100.99.48) | 31.25 | each | PRICE Data | Others | Others
Hire charges for rubber packing (1/4 of the actual cost) (rubber insertions for 700mm dia pipe joints - 2 nos @Rs 239/E) (PRICE Code: 100.99.49) | 73.2 | each | PRICE Data | Others | Others
Hire charges for rubber packing (1/4 of the actual cost) (rubber insertions for 750mm dia pipe joints - 2 nos @Rs 268/E) (PRICE Code: 100.99.50) | 82.15 | each | PRICE Data | Others | Others
Hire charges for rubber packing (1/4 of the actual cost) ( rubber insertions for 800 mm dia pipe joints 2 nos @ RS 299/E) (PRICE Code: 100.99.51) | 91.7 | each | PRICE Data | Others | Others
Hire charges for 120mm long 27mm bolts & nuts ( 1/8 of the cost) (PRICE Code: 100.99.52) | 7.35 | each | PRICE Data | Others | Others
Hire charges for 130mm long 30 mm plates etc & connecting the pipeline to the pump delivery (PRICE Code: 100.99.53) | 9.8 | each | PRICE Data | Others | Others
Hire charges for rubber packing (1/4 of the actual cost) ( rubber insertions for 900mm dia pipe joint - 2 nos @ RS 365/E) (PRICE Code: 100.99.54) | 111.9 | each | PRICE Data | Others | Others
Hire charges for 140mm long 33mm bolts &nuts (1/8 of the cost) (PRICE Code: 100.99.55) | 12.85 | each | PRICE Data | Others | Others
Hire charges for rubber packing (1/4 of the actual cost) (rubber insertions for 1000mm dia pipe joints - 2 nos @Rs 438/E) (PRICE Code: 100.99.56) | 134.25 | each | PRICE Data | Others | Others
Hire charges for 60 m long 16 mm bolts and nuts ( 1/8 of the cost) (PRICE Code: 100.99.57) | 1.4 | each | PRICE Data | Others | Others
Sub Data for conveyance of water (PRICE Code: 100.99.58) | 3539.55 | Kilo litre | PRICE Data | Others | Others
Sub Data for Cost of Water from local source (PRICE Code: 100.99.59) | 73.2 | Kilo litre | PRICE Data | Others | Others
**Dismantling the lead, rubber ring or cement joint etc. & stacking materials for future use (Adopt 50% of the cost of jointing) (PRICE Code: 100.99.60) | 39.75 | each | PRICE Data | Others | Others
Hire charges for 65mm long 20mm bolts &nuts (1/8 of the cost) (PRICE Code: 100.99.61) | 1.9 | each | PRICE Data | Others | Others
**Dismantling the lead, rubber ring or cement joint etc. & stacking materials for future use (Adopt 50% of the cost of jointing) (PRICE Code: 100.99.62) | 65.05 | each | PRICE Data | Water Works | Others
Hire charges for 70mm long 20mm bolts &nuts (1/8 of the cost) (PRICE Code: 100.99.63) | 2.1 | each | PRICE Data | Water Works | Others
*Dismantling the lead, rubber ring or cement joint etc. & stacking materials for future use (Adopt 50% of the cost of jointing) (PRICE Code: 100.99.64) | 95.45 | each | PRICE Data | Water Works | Others
Hire charges for 75mm long 20mm bolts &nuts (1/8 of the cost) (PRICE Code: 100.99.65) | 2 | each | PRICE Data | Water Works | Others
**Dismantling the lead, rubber ring or cement joint etc. & stacking materials for future use (Adopt 50% of the cost of jointing) (PRICE Code: 100.99.66) | 116.55 | each | PRICE Data | Water Works | Others
**Dismantling the lead, rubber ring or cement joint etc. & stacking materials for future use (Adopt 50% of the cost of jointing) (PRICE Code: 100.99.67) | 152.15 | each | PRICE Data | Water Works | Others
Hire charges for 80mm long 20mm bolts &nuts (1/8 of the cost) (PRICE Code: 100.99.68) | 2.25 | each | PRICE Data | Water Works | Others
Hire charges for 85mm long 24mm bolts &nuts (1/8 of the cost) (PRICE Code: 100.99.69) | 3.5 | each | PRICE Data | Water Works | Others
**Dismantling the lead, rubber ring or cement joint etc. & stacking materials for future use (Adopt 50% of the cost of jointing) (PRICE Code: 100.99.70) | 161.45 | each | PRICE Data | Water Works | Others
Dismantling the lead, rubber ring or cement joint etc. & stacking materials for future use (Adopt 50% of the cost of jointing) (PRICE Code: 100.99.70.a) | 251.25 | each | PRICE Data | Water Works | Others
Hire charges for 85mm long 24mm bolts &nuts (1/8 of the cost) (PRICE Code: 100.99.71) | 3.5 | each | PRICE Data | Water Works | Others
**Dismantling the lead, rubber ring or cement joint etc. & stacking materials for future use (Adopt 50% of the cost of jointing) (PRICE Code: 100.99.72) | 289.2 | each | PRICE Data | Water Works | Others
Hire charges for 90mm long 24mm bolts &nuts (1/8 of the cost) (PRICE Code: 100.99.73) | 4 | each | PRICE Data | Water Works | Others
**Dismantling the lead, rubber ring or cement joint etc. & stacking materials for future use (Adopt 50% of the cost of jointing) (PRICE Code: 100.99.74) | 308.2 | each | PRICE Data | Water Works | Others
Hire charges for 100mm long 27mm bolts &nuts (1/8 of the cost) (PRICE Code: 100.99.75) | 4.75 | each | PRICE Data | Water Works | Others
**Dismantling the lead, rubber ring or cement joint etc. & stacking materials for future use (Adopt 50% of the cost of jointing) (PRICE Code: 100.99.76) | 403.2 | each | PRICE Data | Water Works | Others
**Dismantling the lead, rubber ring or cement joint etc. & stacking materials for future use (Adopt 50% of the cost of jointing) (PRICE Code: 100.99.77) | 609.85 | each | PRICE Data | Water Works | Others
**Dismantling the lead, rubber ring or cement joint etc. & stacking materials for future use (Adopt 50% of the cost of jointing) (PRICE Code: 100.99.78) | 609.85 | each | PRICE Data | Water Works | Others
**Dismantling the lead, rubber ring or cement joint etc. & stacking materials for future use (Adopt 50% of the cost of jointing) (PRICE Code: 100.99.79) | 671.1 | each | PRICE Data | Water Works | Others
**Dismantling the lead, rubber ring or cement joint etc. & stacking materials for future use (Adopt 50% of the cost of jointing) (PRICE Code: 100.99.80) | 851.75 | each | PRICE Data | Water Works | Others
**Dismantling the lead, rubber ring or cement joint etc. & stacking materials for future use (Adopt 50% of the cost of jointing) (PRICE Code: 100.99.81) | 988.6 | each | PRICE Data | Water Works | Others
RCC Pipe NP2 Class, 100mm Dia. (PRICE Code: 100.99.82) | 355.85 | metre | PRICE Data | Water Works | Others
Construction of 150mm Tube Well | 2315 | metre | GWD Data | Water Works | Others