## Sheet1
Item Name | Unit Price | Item Unit | Main Category | Sub Category 1 | Sub Category 2
Fabrication and Installation of Common Hydrants with tap | 2655.27 | each | GWD Data | Civil Works | Hydrants
Fabrication and Installation of Individual Hydrants with tap | 1980.7 | each | GWD Data | Civil Works | Hydrants
Supply fitting of PVC Tap | 300 | each | GWD Data | Civil Works | PVC Pipes
Trenching for pipe laying | 147.73 | metre | GWD Data | Civil Works | PVC Pipes
Earthwork excavation in ordinary rock | 110.95 | metre | GWD Data | Civil Works | PVC Pipes
Concrete Cutting for pipe laying in m3 | 2083.63 | cum | GWD Data | Civil Works | PVC Pipes
Providing and laying in position cement concrete Filling 1:2:4 in m3 | 8141.14 | cum | GWD Data | Civil Works | PVC Pipes
Supply fitting of ISI PVC Water Tank | 10.57 | litre | GWD Data | Civil Works | PVC Pipes
Tank connector 63mm | 305 | each | GWD Data | Civil Works | PVC Pipes
Tank connector 50mm | 235 | each | GWD Data | Civil Works | PVC Pipes
Tank connector 40mm | 210 | each | GWD Data | Civil Works | PVC Pipes
Tank connector 32mm | 185 | each | GWD Data | Civil Works | PVC Pipes
Pump erection charge upto 3hp | 7952.94 | each | GWD Data | Civil Works | PVC Pipes
Pump erection charge above 3hp upto 7.5hp | 9610.62 | each | GWD Data | Civil Works | PVC Pipes
Pump erection charge above 7.5hp | 11268.3 | each | GWD Data | Civil Works | PVC Pipes
Hand Pump (Deep well) Erection Charge | 5072.5 | each | GWD Data | Civil Works | PVC Pipes
Hand Pump (Extra Deep well) Erection Charge | 6560.27 | each | GWD Data | Civil Works | PVC Pipes
Hand pump pull out for repair and re erection | 7151.51 | each | GWD Data | Civil Works | PVC Pipes
Compressor Pump Fitting charge | 4178.74 | each | GWD Data | Civil Works | PVC Pipes
Pump Pull Out charge upto 3hp | 3976.47 | each | GWD Data | Civil Works | PVC Pipes
Pump Pull Out charge above 3hp upto 7.5hp | 4805.31 | each | GWD Data | Civil Works | PVC Pipes
Pump Pull Out charge above 7.5hp | 5634.15 | each | GWD Data | Civil Works | PVC Pipes
Hand Pump (Deep well) Pull Out Charge | 2536.25 | each | GWD Data | Civil Works | PVC Pipes
Hand Pump (Extra Deep well) Pull Out Charge | 3280.14 | each | GWD Data | Civil Works | PVC Pipes
Compressor Pump Pull Out Charge | 2089.37 | each | GWD Data | Civil Works | PVC Pipes
Supply fitting of Metal Gate Valve 25mm | 595.89 | each | GWD Data | Civil Works | PVC Pipes
Supply fitting of Metal Gate Valve 32mm | 697.05 | each | GWD Data | Civil Works | PVC Pipes
Supply fitting of Metal Gate Valve 40mm | 813.55 | each | GWD Data | Civil Works | PVC Pipes
Supply fitting of Metal Gate Valve 50mm | 1042.35 | each | GWD Data | Civil Works | PVC Pipes
Supply fitting of Metal Gate Valve 65mm | 1784.58 | each | GWD Data | Civil Works | PVC Pipes
Supply fitting of Metal Gate Valve 80mm | 2659.78 | each | GWD Data | Civil Works | PVC Pipes
Supply fitting of NRV 25mm | 572.87 | each | GWD Data | Civil Works | PVC Pipes
Supply fitting of NRV 32mm | 769.59 | each | GWD Data | Civil Works | PVC Pipes
Supply fitting of NRV 40mm | 950.24 | each | GWD Data | Civil Works | PVC Pipes
Supply fitting of NRV 50mm | 1372.01 | each | GWD Data | Civil Works | PVC Pipes
Supply fitting of NRV 65mm | 2451.2 | each | GWD Data | Civil Works | PVC Pipes
Supply fitting of NRV 80mm | 3466.62 | each | GWD Data | Civil Works | PVC Pipes
Supply fitting of PVC ball valve 25mm | 140 | each | GWD Data | Civil Works | PVC Pipes
Supply fitting of PVC ball valve 32mm | 150 | each | GWD Data | Civil Works | PVC Pipes
Supply fitting of PVC ball valve 40mm | 235 | each | GWD Data | Civil Works | PVC Pipes
Supply fitting of PVC ball valve 50mm | 300 | each | GWD Data | Civil Works | PVC Pipes
Supply fitting of PVC ball valve 63mm | 340 | each | GWD Data | Civil Works | PVC Pipes
Supply fitting of PVC ball valve 75mm | 530 | each | GWD Data | Civil Works | PVC Pipes
Supply fitting of PVC ball valve 90mm | 600 | each | GWD Data | Civil Works | PVC Pipes
Supply fitting of PVC ball valve 110mm | 750 | each | GWD Data | Civil Works | PVC Pipes
Supply fitting of Man hole for valve | 600 | metre | GWD Data | Civil Works | PVC Pipes
GI pipe including providing, fitting, conveyance etc (With Trenching) 25mm pipe | 437.14 | metre | GWD Data | Civil Works | PVC Pipes
GI pipe including providing, fitting, conveyance etc (With Trenching) 32mm pipe | 509.25 | metre | GWD Data | Civil Works | PVC Pipes
GI pipe including providing, fitting, conveyance etc (With Trenching) 40mm pipe | 579.43 | metre | GWD Data | Civil Works | PVC Pipes
GI pipe including providing, fitting, conveyance etc (With Trenching) 50mm pipe | 677.85 | metre | GWD Data | Civil Works | PVC Pipes
GI pipe including providing, fitting, conveyance etc (With Trenching) 65mm pipe | 858.68 | metre | GWD Data | Civil Works | PVC Pipes
GI pipe including providing, fitting, conveyance etc (With Trenching) 80mm pipe | 1039.02 | metre | GWD Data | Civil Works | PVC Pipes
GI pipe including providing, fitting, conveyance etc (Without Trenching) 20mm pipe | 222.13 | metre | GWD Data | Civil Works | PVC Pipes
GI pipe including providing, fitting, conveyance etc (Without Trenching) 25mm pipe | 318.99 | metre | GWD Data | Civil Works | PVC Pipes
GI pipe including providing, fitting, conveyance etc (Without Trenching) 32mm pipe | 391.1 | metre | GWD Data | Civil Works | PVC Pipes
GI pipe including providing, fitting, conveyance etc (Without Trenching) 40mm pipe | 461.24 | metre | GWD Data | Civil Works | PVC Pipes
GI pipe including providing, fitting, conveyance etc (Without Trenching) 50mm pipe | 559.66 | metre | GWD Data | Civil Works | PVC Pipes
GI pipe including providing, fitting, conveyance etc (Without Trenching) 65mm pipe | 708.71 | metre | GWD Data | Civil Works | PVC Pipes
GI pipe including providing, fitting, conveyance etc (Without Trenching) 80mm pipe | 920.81 | each | GWD Data | Civil Works | PVC Pipes
Supply fitting of GI Union 32mm | 226.23 | each | GWD Data | Civil Works | PVC Pipes
Supply fitting of GI Union 40mm | 308.07 | each | GWD Data | Civil Works | PVC Pipes
Supply fitting of GI Union 50mm | 399.51 | each | GWD Data | Civil Works | PVC Pipes
Supply fitting of GI Union 65mm | 808.67 | each | GWD Data | Civil Works | PVC Pipes
Supply fitting of GI Union 80mm | 903.33 | each | GWD Data | Civil Works | PVC Pipes
Supply fitting of GI Bend 32mm | 110 | each | GWD Data | Civil Works | PVC Pipes
Supply fitting of GI Bend 40mm | 135 | each | GWD Data | Civil Works | PVC Pipes
Supply fitting of GI Bend 50mm | 205 | each | GWD Data | Civil Works | PVC Pipes
Supply fitting of GI Bend 65mm | 345 | each | GWD Data | Civil Works | PVC Pipes
Supply fitting of GI TEE 32mm | 125 | each | GWD Data | Civil Works | PVC Pipes
Supply fitting of GI TEE 40mm | 225 | each | GWD Data | Civil Works | PVC Pipes
Supply fitting of GI TEE 50mm | 270 | each | GWD Data | Civil Works | PVC Pipes
Supply fitting of GI TEE 65mm | 530 | each | GWD Data | Civil Works | PVC Pipes
Supply fitting of GI SOCKET 32mm | 80 | each | GWD Data | Civil Works | PVC Pipes
Supply fitting of GI SOCKET 40mm | 95 | each | GWD Data | Civil Works | PVC Pipes
Supply fitting of GI SOCKET 50mm | 140 | each | GWD Data | Civil Works | PVC Pipes
Supply fitting of GI SOCKET 65mm | 235 | metre | GWD Data | Civil Works | PVC Pipes
Supply fitting of 20mm flexible hose ISI | 20 | metre | GWD Data | Civil Works | PVC Pipes
Supply fitting of 20mm wiring pipe ISI | 30 | metre | GWD Data | Civil Works | PVC Pipes
Supply fitting of 32mm wiring pipe ISI | 43 | each | GWD Data | Civil Works | PVC Pipes
Fabrication and Installation of Panel board Single phase | 10890.42 | each | GWD Data | Civil Works | PVC Pipes
Fabrication and Installation of Panel board three phase | 27963.84 | each | GWD Data | Civil Works | PVC Pipes
Fabrication and Installation of DP Switch With Starter&Isolator | 4550 | each | GWD Data | Civil Works | PVC Pipes
Fabrication and Installation of Well Protection Cover | 4503.36 | each | GWD Data | Civil Works | PVC Pipes
Fabrication and Installation of Iron Structure 6m for 5000 ltr water tank | 119491.1 | each | GWD Data | Civil Works | PVC Pipes
Fabrication and Installation of Iron Structure 6m for 3000 ltr water tank | 105677.1 | each | GWD Data | Civil Works | PVC Pipes
Fabrication and Installation of Iron Structure 4m for 5000 ltr water tank | 91172.4 | each | GWD Data | Civil Works | PVC Pipes
Fabrication and Installation of Iron Structure 4m for 3000 ltr water tank | 78739.8 | each | GWD Data | Civil Works | PVC Pipes
Fabrication and Installation of Iron Structure 2m for 1000 ltr water tank | 41000 | each | GWD Data | Civil Works | PVC Pipes
Construction of Concrete Structure to support 5000l capacity PVC water tank at 1m height | 60000 | each | GWD Data | Civil Works | PVC Pipes
Fabrication and Installation of Iron Structure 1m for 1000 ltr water tank | 25500 | each | GWD Data | Civil Works | PVC Pipes
Fabrication and Installation of Metallic pump house 1.2 x 0.9 x 2m | 27628 | metre | GWD Data | Civil Works | PVC Pipes
Fabrication and Installation of Metallic pump cover 1 x 0.8 x 0.9m | 8200 | metre | GWD Data | Civil Works | PVC Pipes
Providing and fixing ISI PVC Pipes includes jointing of pipes with one step PVC solvent cement, trenching, refilling & testing of joints complete as per direction of Engineer in Charge 25mm 10kg/cm2. | 218.88 | metre | GWD Data | Civil Works | PVC Pipes
Providing and fixing ISI PVC Pipes includes jointing of pipes with one step PVC solvent cement, trenching, refilling & testing of joints complete as per direction of Engineer in Charge 32mm 10kg/cm2. | 243.59 | metre | GWD Data | Civil Works | PVC Pipes
Providing and fixing ISI PVC Pipes includes jointing of pipes with one step PVC solvent cement, trenching, refilling & testing of joints complete as per direction of Engineer in Charge 40mm 10kg/cm2. | 266.97 | metre | GWD Data | Civil Works | PVC Pipes
Providing and fixing ISI PVC Pipes includes jointing of pipes with one step PVC solvent cement, trenching, refilling & testing of joints complete as per direction of Engineer in Charge 50mm 10kg/cm2. | 274.99 | metre | GWD Data | Steel Wroks | PVC Pipes
Providing and fixing ISI PVC Pipes includes jointing of pipes with one step PVC solvent cement, trenching, refilling & testing of joints complete as per direction of Engineer in Charge 32mm 6kg/cm2. | 224.23 | metre | GWD Data | Steel Wroks | PVC Pipes
Providing and fixing ISI PVC Pipes includes jointing of pipes with one step PVC solvent cement, trenching, refilling & testing of joints complete as per direction of Engineer in Charge 40mm 6kg/cm2. | 225.56 | metre | GWD Data | Steel Wroks | PVC Pipes
Providing and fixing ISI PVC Pipes includes jointing of pipes with one step PVC solvent cement, trenching, refilling & testing of joints complete as per direction of Engineer in Charge 50mm 6kg/cm2. | 234.91 | metre | GWD Data | Steel Wroks | PVC Pipes
Providing and fixing ISI PVC Pipes includes jointing of pipes with one step PVC solvent cement, trenching, refilling & testing of joints complete as per direction of Engineer in Charge 63mm 6kg/cm2. | 312.39 | metre | GWD Data | Steel Wroks | PVC Pipes
Providing and fixing ISI PVC Pipes includes jointing of pipes with one step PVC solvent cement, trenching, refilling & testing of joints complete as per direction of Engineer in Charge 75mm 6kg/cm2. | 327.08 | metre | GWD Data | Steel Wroks | PVC Pipes
Providing and fixing ISI PVC Pipes includes jointing of pipes with one step PVC solvent cement, trenching, refilling & testing of joints complete as per direction of Engineer in Charge 110mm 6kg/cm2. | 436.61 | metre | GWD Data | Steel Wroks | PVC Pipes
Providing and fixing ISI PVC Pipes includes jointing of pipes with one step PVC solvent cement, trenching, refilling & testing of joints complete as per direction of Engineer in Charge 140mm 6kg/cm2. | 697.21 | each | GWD Data | Steel Wroks | PVC Pipes
Providing and fixing ISI PVC Pipes includes jointing of pipes with one step PVC solvent cement, trenching, refilling & testing of joints complete as per direction of Engineer in Charge 150mm 6kg/cm2. | 849.35 | sqm | GWD Data | Steel Wroks | PVC Pipes
Hand pump Repair Charge (Spare+labour+GST) | 16005.52 | each | GWD Data | Steel Wroks | PVC Pipes
Scaffolding Work Charge | 309.36 | each | GWD Data | Steel Wroks | PVC Pipes
Supply Fitting of Submerssible Pump Single Phase 1hp 14 stage 83-30m head ISI | 20230 | each | GWD Data | Steel Wroks | PVC Pipes
Supply Fitting of Submerssible Pump Single Phase 1hp 16 stage 110-50m head ISI | 20995 | each | GWD Data | Steel Wroks | PVC Pipes
Supply Fitting of Submerssible Pump Single Phase 1hp 24 Stage 120-50m head ISI | 21080 | each | GWD Data | Steel Wroks | PVC Pipes
Supply Fitting of Submerssible Pump Single Phase - 1hp 28 stage 127-59m head ISI | 22525 | each | GWD Data | Steel Wroks | PVC Pipes
Supply Fitting of Submerssible Pump Single Phase - 1.5hp 18 stage 107-30m head ISI | 21930 | each | GWD Data | Steel Wroks | PVC Pipes
Supply Fitting of Submerssible Pump Single Phase - 1.5hp 21 stage 125-50m head ISI | 22100 | each | GWD Data | Steel Wroks | PVC Pipes
Supply Fitting of Submerssible Pump Single Phase - 1.5hp 34 stage 176-50m head ISI | 25160 | each | GWD Data | Steel Wroks | PVC Pipes
Supply Fitting of Submerssible Pump Single Phase - 1.5hp 40 stage 200-60m head ISI | 26775 | each | GWD Data | Steel Wroks | PVC Pipes
Supply Fitting of Submerssible Pump Single Phase - 2hp 14 stage 113-40m head ISI | 22270 | each | GWD Data | Steel Wroks | PVC Pipes
Supply Fitting of Submerssible Pump Single Phase - 2hp 18 stage 120-40m head ISI | 23545 | each | GWD Data | Steel Wroks | PVC Pipes
Supply Fitting of Submerssible Pump Single Phase - 2hp 20 stage 148-20m head ISI | 23630 | each | GWD Data | Steel Wroks | PVC Pipes
Supply Fitting of Submerssible Pump Single Phase - 2hp 28 stage 160-40m head ISI | 25585 | each | GWD Data | Steel Wroks | PVC Pipes
Supply Fitting of Submerssible Pump Single Phase - 3hp 22 stage 170-55m head ISI | 28900 | each | GWD Data | Steel Wroks | PVC Pipes
Supply Fitting of Submerssible Pump Single Phase - 3hp 27 stage 180-40m head ISI | 31790 | each | GWD Data | Steel Wroks | PVC Pipes
Supply Fitting of Submerssible Pump Single Phase - 3hp 34 stage 210-50m head ISI | 31875 | each | GWD Data | Steel Wroks | PVC Pipes
Supply Fitting of Submerssible Pump Single Phase - 5hp 18 stage 140-40m head ISI | 28900 | each | GWD Data | Steel Wroks | PVC Pipes
Supply Fitting of Submerssible Pump Single Phase - 5hp 25 stage 180-40m head ISI | 32980 | each | GWD Data | Steel Wroks | PVC Pipes
Supply Fitting of Submerssible Pump Three Phase - 2hp 18 stage 120-40m head ISI | 20825 | each | GWD Data | Steel Wroks | PVC Pipes
Supply Fitting of Submerssible Pump Three Phase - 2hp 28 stage 160-40m head ISI | 23715 | each | GWD Data | Steel Wroks | PVC Pipes
Supply Fitting of Submerssible Pump Three Phase - 3hp 22 stage 170-55m head ISI | 26350 | each | GWD Data | Steel Wroks | PVC Pipes
Supply Fitting of Submerssible Pump Three Phase - 3hp 27 stage 180-40m head ISI | 28050 | each | GWD Data | Steel Wroks | PVC Pipes
Supply Fitting of Submerssible Pump Three Phase - 3hp 34 stage 210-50m head ISI | 27115 | each | GWD Data | Steel Wroks | PVC Pipes
Supply Fitting of Submerssible Pump Three Phase - 5hp 24 stage 180-40m head ISI | 30600 | each | GWD Data | Steel Wroks | PVC Pipes
Supply Fitting of Submerssible Pump Three Phase - 5hp 26 stage 185-52m head ISI | 31280 | each | GWD Data | Steel Wroks | PVC Pipes
Supply Fitting of Submerssible Pump Three Phase - 5hp 36 stage 200-30m head ISI | 32810 | each | GWD Data | Steel Wroks | PVC Pipes
Supply Fitting of Submerssible Pump Three Phase - 7.5hp 18 stage 110-40m head ISI | 38250 | each | GWD Data | Steel Wroks | PVC Pipes
Supply Fitting of Submerssible Pump Three Phase - 7.5hp 24 stage 180-60m head ISI | 40800 | each | GWD Data | Steel Wroks | UPVC Pipes
Supply Fitting of Submerssible Pump Three Phase - 7.5hp 30 stage 210-100m head ISI | 44625 | each | GWD Data | Steel Wroks | UPVC Pipes
Supply Fitting of Submerssible Pump Three Phase - 10hp 15 stage 280-100m head ISI | 55250 | each | GWD Data | Steel Wroks | UPVC Pipes
Supply Fitting of Submerssible Pump Three Phase - 12.5hp 20 stage 290 -100m head ISI | 72250 | each | GWD Data | Steel Wroks | UPVC Pipes
Supply of Compressor Pump 1.5hp single phase ISI | 19975 | each | GWD Data | Steel Wroks | UPVC Pipes
Supply of Compressor Pump 2hp single phase ISI | 22950 | each | GWD Data | Steel Wroks | UPVC Pipes
Supply of Compressor Pump 5hp ISI | 32300 | metre | GWD Data | Steel Wroks | UPVC Pipes
Supply of Compressor Pump 7.5hp ISI | 42500 | metre | GWD Data | Steel Wroks | UPVC Pipes
Supply Fitting of Submerssible 3 Core Cable ISI 1.5mm | 69 | metre | GWD Data | Steel Wroks | UPVC Pipes
Supply Fitting of Submerssible 3 Core Cable ISI 2.5mm | 96 | metre | GWD Data | Steel Wroks | UPVC Pipes
Supply Fitting of Submerssible 3 Core Cable ISI 4mm | 145 | metre | GWD Data | Steel Wroks | UPVC Pipes
Supply Fitting of Submerssible 3 Core Cable ISI 6mm | 210 | metre | GWD Data | Steel Wroks | UPVC Pipes
Supply Fitting of Submerssible UG Cable ISI 4mm | 150 | metre | GWD Data | Steel Wroks | UPVC Pipes
Supply Fitting of Nylon Rope 12mm Thick | 32 | metre | GWD Data | Steel Wroks | UPVC Pipes
Supply Fitting of Nylon Rope 14mm thick | 41 | metre | GWD Data | Steel Wroks | UPVC Pipes
Supply Fitting of Nylon Rope 16mm thick | 47 | metre | GWD Data | Steel Wroks | UPVC Pipes
Supply Fitting of Steel rope | 95 | metre | GWD Data | Steel Wroks | UPVC Pipes
Supply Fitting of ISI UPVC Pipe 32mm dia | 225 | metre | GWD Data | Steel Wroks | UPVC Pipes
Supply Fitting of ISI UPVC Pipe 40mm dia | 295 | metre | GWD Data | Steel Wroks | UPVC Pipes
Supply Fitting of ISI UPVC Pipe 50mm dia | 390 | metre | GWD Data | Steel Wroks | UPVC Pipes
Supply Fitting of ISI UPVC Pipe 63mm dia | 460 | metre | GWD Data | Steel Wroks | UPVC Pipes
Supply Fitting of HDPE ISI Pipe w/o data 63mm dia | 180 | metre | GWD Data | Steel Wroks | UPVC Pipes
Supply Fitting of HDPE ISI Pipe w/o data 50mm dia | 115 | metre | GWD Data | Steel Wroks | UPVC Pipes
Supply Fitting of HDPE ISI Pipe w/o data 40mm dia | 95 | metre | GWD Data | Steel Wroks | UPVC Pipes
Supply Fitting of HDPE ISI Pipe w/o data 32mm dia | 65 | each | GWD Data | Steel Wroks | UPVC Pipes
Supply Fitting of HDPE ISI Pipe w/o data 20mm dia | 50 | each | GWD Data | Steel Wroks | UPVC Pipes
Supply Fitting of SS Adaptor 32mm dia | 670 | each | GWD Data | Steel Wroks | UPVC Pipes
Supply Fitting of SS Adaptor 40mm dia | 800 | metre | GWD Data | Steel Wroks | UPVC Pipes
Supply Fitting of SS Adaptor 50mm dia | 1000 | metre | GWD Data | Steel Wroks | UPVC Pipes
Supply Fitting of 200mm UPVC ISI plain pipe | 1422 | each | GWD Data | Steel Wroks | UPVC Pipes
Supply Fitting of 200mm UPVC ISI (RMS) ribbed screen pipe | 1515 | each | GWD Data | Steel Wroks | UPVC Pipes
Supply Fitting of 200mm MS end cap | 360 | metre | GWD Data | Steel Wroks | UPVC Pipes
Supply Fitting of 200mm bail plug(MS) | 395 | metre | GWD Data | Steel Wroks | UPVC Pipes
Supply Fitting of 150mm UPVC ISI plain pipe | 918 | each | GWD Data | Steel Wroks | UPVC Pipes
Supply Fitting of 150mm UPVC ISI (RMS) ribbed screen pipe | 992 | each | GWD Data | Steel Wroks | UPVC Pipes
Supply Fitting of 150mm MS end cap | 270 | metre | GWD Data | Steel Wroks | UPVC Pipes
Supply Fitting of 150mm MS bail plug | 360 | metre | GWD Data | Steel Wroks | UPVC Pipes
Supply Fitting of Bore Well Casing Pipe 110mm 4 kg/cm2 ISI PVC | 260 | metre | GWD Data | Steel Wroks | UPVC Pipes
Supply Fitting of Bore Well Casing Pipe 110mm 6 kg/cm2 ISI PVC | 370 | metre | GWD Data | Steel Wroks | UPVC Pipes
Supply Fitting of Bore Well Casing Pipe 110mm 10 kg/cm2 ISI PVC | 610 | metre | GWD Data | Steel Wroks | UPVC Pipes
Supply Fitting of Bore Well Casing Pipe 140mm, 6 kg/cm2 ISI PVC | 665 | metre | GWD Data | Steel Wroks | UPVC Pipes
Supply Fitting of Bore Well Casing Pipe 140mm, 8 kg/cm2 ISI PVC | 800 | metre | GWD Data | Steel Wroks | UPVC Pipes
Supply Fitting of Bore Well Casing Pipe 140mm, 10 kg/cm2 ISI PVC | 1377 | metre | GWD Data | Steel Wroks | UPVC Pipes
Supply Fitting of Bore Well Casing Pipe 180mm 6 kg/m2 ISI PVC | 1000 | metre | GWD Data | Steel Wroks | UPVC Pipes
Supply Fitting of Bore Well Casing Pipe 180mm 8 kg/m2 ISI PVC | 1300 | metre | GWD Data | Steel Wroks | UPVC Pipes
Supply Fitting of Bore Well Casing Pipe 180mm 10 kg/m2 ISI PVC | 1600 | metre | GWD Data | Steel Wroks | UPVC Pipes
Supply Fitting of Bore Well Casing Pipe 200mm 6 kg/cm2 ISI PVC | 1250 | metre | GWD Data | Steel Wroks | UPVC Pipes
Supply Fitting of Bore Well Casing Pipe 200mm 8 kg/cm2 ISI PVC | 1650 | each | GWD Data | Steel Wroks | UPVC Pipes
Supply Fitting of Bore Well Casing Pipe 200mm 10 kg/cm2 ISI PVC | 2050 | each | GWD Data | Steel Wroks | UPVC Pipes
Supply Fitting of 140mm end cap PVC ISI | 225 | metre | GWD Data | Steel Wroks | UPVC Pipes
Supply Fitting of 180mm end cap PVC ISI | 350 | metre | GWD Data | Steel Wroks | UPVC Pipes
Supply Fitting of ISI PVC Pipe For ARS 200mm 4 kg/cm2 | 776 | metre | GWD Data | Steel Wroks | UPVC Pipes
Supply Fitting of ISI PVC Pipe For ARS 200mm 6 kg/cm2 | 970 | metre | GWD Data | Steel Wroks | UPVC Pipes
Supply Fitting of ISI PVC Pipe For ARS 160mm 4 kg/cm2 | 460 | metre | GWD Data | Steel Wroks | UPVC Pipes
Supply Fitting of ISI PVC Pipe For ARS 160mm 6 kg/cm2 | 660 | metre | GWD Data | Steel Wroks | UPVC Pipes
Supply Fitting of ISI PVC Pipe For ARS 140mm 4 kg/cm2 | 287 | metre | GWD Data | Steel Wroks | UPVC Pipes
Supply Fitting of ISI PVC Pipe For ARS 140mm 6 kg/cm2 | 450 | metre | GWD Data | Steel Wroks | UPVC Pipes
Supply Fitting of ISI PVC Pipe For ARS 110mm 4 kg/cm2 | 202 | metre | GWD Data | Steel Wroks | UPVC Pipes
Supply Fitting of ISI PVC Pipe For ARS 110mm 6 kg/cm2 | 287 | metre | GWD Data | Steel Wroks | UPVC Pipes
Supply Fitting of ISI PVC Pipe For ARS 90mm 4 kg/cm2 | 162 | metre | GWD Data | Steel Wroks | UPVC Pipes
Supply Fitting of ISI PVC Pipe For ARS 90mm 6 kg/cm2 | 210 | metre | GWD Data | Steel Wroks | UPVC Pipes
Supply Fitting of ISI PVC Pipe For ARS 90mm 8 kg/cm2 | 280 | metre | GWD Data | Steel Wroks | UPVC Pipes
Supply Fitting of ISI PVC Pipe For ARS 90mm 10 kg/cm2 | 360 | metre | GWD Data | Steel Wroks | UPVC Pipes
Supply Fitting of ISI PVC Pipe For ARS 75mm 4 kg/cm2 | 90 | metre | GWD Data | Steel Wroks | UPVC Pipes
Supply Fitting of ISI PVC Pipe For ARS 75mm 6 kg/cm2 | 162 | metre | GWD Data | Steel Wroks | UPVC Pipes
Supply Fitting of ISI PVC Pipe For ARS 75mm 8 kg/cm2 | 200 | metre | GWD Data | Steel Wroks | UPVC Pipes
Supply Fitting of ISI PVC Pipe For ARS 75mm 10 kg/cm2 | 238 | metre | GWD Data | Steel Wroks | UPVC Pipes
Supply Fitting of ISI PVC Pipe For ARS 63mm 4 kg/cm2 | 76 | metre | GWD Data | Steel Wroks | UPVC Pipes
Supply Fitting of ISI PVC Pipe For ARS 63mm 6 kg/cm2 | 143 | metre | GWD Data | Steel Wroks | UPVC Pipes
Supply Fitting of ISI PVC Pipe For ARS 63mm 8 kg/cm2 | 158 | metre | GWD Data | Steel Wroks | UPVC Pipes
Supply Fitting of ISI PVC Pipe For ARS 63mm 10 kg/cm2 | 180 | metre | GWD Data | Steel Wroks | UPVC Pipes
Supply Fitting of ISI PVC Pipe For ARS 50mm 4 kg/cm2 | 62 | metre | GWD Data | Steel Wroks | UPVC Pipes
Supply Fitting of ISI PVC Pipe For ARS 50mm 6 kg/cm2 | 71 | metre | GWD Data | Steel Wroks | UPVC Pipes
Supply Fitting of ISI PVC Pipe For ARS 50mm 8 kg/cm2 | 90 | metre | GWD Data | Steel Wroks | UPVC Pipes
Supply Fitting of ISI PVC Pipe For ARS 50mm 10 kg/cm2 | 105 | metre | GWD Data | Steel Wroks | UPVC Pipes
Supply Fitting of ISI PVC Pipe For ARS 40mm 6 kg/cm2 | 43 | metre | GWD Data | Steel Wroks | UPVC Pipes
Supply Fitting of ISI PVC Pipe For ARS 40mm 8 kg/cm2 | 57 | metre | GWD Data | Steel Wroks | UPVC Pipes
Supply Fitting of ISI PVC Pipe For ARS 40mm 10 kg/cm2 | 67 | metre | GWD Data | Steel Wroks | UPVC Pipes
Supply Fitting of ISI PVC Pipe For ARS 40mm 12 kg/cm2 | 100 | metre | GWD Data | Steel Wroks | UPVC Pipes
Supply Fitting of ISI PVC Pipe For ARS 32mm 8 kg/cm2 | 38 | metre | GWD Data | Steel Wroks | UPVC Pipes
Supply Fitting of ISI PVC Pipe For ARS 32mm 10 kg/cm2 | 43 | metre | GWD Data | Steel Wroks | UPVC Pipes
Supply Fitting of ISI PVC Pipe For ARS 25mm 8 kg/cm2 | 24 | metre | GWD Data | Steel Wroks | UPVC Pipes
Supply Fitting of ISI PVC Pipe For ARS 25mm 10 kg/cm2 | 29 | metre | GWD Data | Steel Wroks | UPVC Pipes
Supply Fitting of ISI PVC Square gutter pipe 160mm | 564.01 | metre | GWD Data | Others | UPVC Pipes
Supply Fitting of ISI PVC gutter pipe 140mm 6 kg/cm2 | 388.01 | each | GWD Data | Others | UPVC Pipes
Supply Fitting of ISI PVC gutter pipe 160mm 6 kg/cm2 | 475.01 | each | GWD Data | Others | UPVC Pipes
Supply Fitting of ISI PVC Elbow 63mm 4 kg/cm2 | 30 | each | GWD Data | Others | UPVC Pipes
Supply Fitting of ISI PVC Elbow 75mm 4 kg/cm2 | 49 | each | GWD Data | Others | UPVC Pipes
Supply Fitting of ISI PVC Elbow 90mm 4 kg/cm2 | 53 | each | GWD Data | Others | UPVC Pipes
Supply Fitting of ISI PVC Elbow 110mm 4 kg/cm2 | 56 | each | GWD Data | Others | UPVC Pipes
Supply Fitting of ISI PVC Elbow 140mm 6 kg/cm2 | 90 | each | GWD Data | Others | UPVC Pipes
Supply Fitting of ISI PVC Elbow 160mm 6 kg/cm2 | 110 | each | GWD Data | Others | UPVC Pipes
Supply Fitting of ISI PVC Bend 63mm 4 kg/cm2 | 36 | each | GWD Data | Others | UPVC Pipes
Supply Fitting of ISI PVC Bend 75mm 4 kg/cm2 | 43.5 | each | GWD Data | Others | UPVC Pipes
Supply Fitting of ISI PVC Bend 90mm 4 kg/cm2 | 80 | each | GWD Data | Others | UPVC Pipes
Supply Fitting of ISI PVC Bend 110mm 4 kg/cm2 | 102 | each | GWD Data | Others | UPVC Pipes
Supply Fitting of ISI PVC Bend 140mm 6 kg/cm2 | 500 | each | GWD Data | Others | UPVC Pipes
Supply Fitting of ISI PVC Bend 160mm 6 kg/cm2 | 550 | each | GWD Data | Others | UPVC Pipes
Supply Fitting of ISI PVC End Cap 63mm | 19 | each | GWD Data | Others | UPVC Pipes
Supply Fitting of ISI PVC End Cap 75mm | 23 | each | GWD Data | Others | UPVC Pipes
Supply Fitting of ISI PVC End Cap 110mm | 28 | each | GWD Data | Others | UPVC Pipes
Supply Fitting of ISI PVC End Cap 140mm | 110 | each | GWD Data | Others | UPVC Pipes
Supply Fitting of ISI PVC End Cap 160mm | 130 | each | GWD Data | Others | UPVC Pipes
Supply Fitting of ISI PVC Square End Cap 140mm | 165 | each | GWD Data | Others | UPVC Pipes
Supply Fitting of ISI PVC Square End Cap 160mm | 199 | each | GWD Data | Others | UPVC Pipes
Supply Fitting of ISI PVC Half End Cap 140mm | 90 | each | GWD Data | Others | UPVC Pipes
Supply Fitting of ISI PVC Half End Cap 160mm | 120 | each | GWD Data | Others | UPVC Pipes
Supply Fitting of ISI PVC Square Half End Cap 140mm | 95 | each | GWD Data | Others | UPVC Pipes
Supply Fitting of ISI PVC Square Half End Cap 160mm | 125 | each | GWD Data | Others | UPVC Pipes
Supply Fitting of ISI PVC Tee 63x50mm | 75 | each | GWD Data | Others | UPVC Pipes
Supply Fitting of ISI PVC Tee 63x40mm | 70 | each | GWD Data | Others | UPVC Pipes
Supply Fitting of ISI PVC Tee 75mm | 98 | each | GWD Data | Others | UPVC Pipes
Supply Fitting of ISI PVC Tee 90mm | 117 | each | GWD Data | Others | UPVC Pipes
Supply Fitting of ISI PVC Tee 110mm | 162 | each | GWD Data | Others | UPVC Pipes
Supply Fitting of ISI PVC Tee 140mm 6kg/cm2 | 510 | each | GWD Data | Others | UPVC Pipes
Supply Fitting of ISI PVC Tee 160mm 6kg/cm2 | 750 | each | GWD Data | Others | UPVC Pipes
Supply Fitting of ISI PVC Reducer 90 X 75mm | 61 | each | GWD Data | Others | UPVC Pipes
Supply Fitting of ISI PVC Reducer 110 X 90mm | 102 | each | GWD Data | Others | UPVC Pipes
Supply Fitting of ISI PVC Reducer 140 X 90mm | 130 | each | GWD Data | Others | UPVC Pipes
Supply Fitting of ISI PVC Reducer 140 X 110mm | 163 | each | GWD Data | Others | UPVC Pipes
Supply Fitting of ISI PVC Reducer 160 X 140mm | 285 | each | GWD Data | Others | UPVC Pipes
Supply Fitting of ISI PVC Reducer 160 X 110mm | 242 | each | GWD Data | Others | UPVC Pipes
Supply Fitting of ISI PVC Runner Drop 140mm | 175 | each | GWD Data | Others | UPVC Pipes
Supply Fitting of ISI PVC Runner Drop 160mm | 200 | each | GWD Data | Others | UPVC Pipes
Supply Fitting of ISI PVC End Drop 140mm | 145 | each | GWD Data | Others | UPVC Pipes
Supply Fitting of ISI PVC End Drop 160mm | 165 | each | GWD Data | Others | UPVC Pipes
Supply Fitting of ISI PVC Half End Drop 140mm | 165 | each | GWD Data | Others | UPVC Pipes
Supply Fitting of ISI PVC Half End Drop 160mm | 185 | each | GWD Data | Others | UPVC Pipes
Supply Fitting of ISI PVC Square End Drop 140mm | 150 | each | GWD Data | Others | UPVC Pipes
Supply Fitting of ISI PVC Square End Drop 160mm | 170 | each | GWD Data | Others | UPVC Pipes
Supply Fitting of ISI PVC Square Half End Drop 140mm | 150 | each | GWD Data | Others | UPVC Pipes
Supply Fitting of ISI PVC Square Half End Drop 160mm | 170 | each | GWD Data | Others | UPVC Pipes
Supply Fitting of ISI PVC Coupling 75mm | 40 | each | GWD Data | Others | UPVC Pipes
Supply Fitting of ISI PVC Coupling 90mm | 50 | each | GWD Data | Others | UPVC Pipes
Supply Fitting of ISI PVC Coupling 110mm | 59 | each | GWD Data | Others | UPVC Pipes
Supply Fitting of ISI PVC Coupling 140mm | 110 | each | GWD Data | Others | UPVC Pipes
Supply Fitting of ISI PVC Coupling 160mm | 128 | each | GWD Data | Others | UPVC Pipes
Supply Fitting of ISI PVC 45° 75mm | 43 | each | GWD Data | Others | UPVC Pipes
Supply Fitting of ISI PVC 45° 90mm | 48 | each | GWD Data | Others | UPVC Pipes
Supply Fitting of ISI PVC 45° 110mm | 54 | each | GWD Data | Others | UPVC Pipes
Supply Fitting of ISI PVC 45° 140mm | 110 | each | GWD Data | Others | UPVC Pipes
Supply Fitting of ISI PVC 45° 160mm | 128 | sqm | GWD Data | Others | UPVC Pipes
Supply Fitting of Steel clamp | 15 | sqm | GWD Data | Others | UPVC Pipes
Supply Fitting of Fibre mesh for placing inside filter tank | 150 | sqm | GWD Data | Others | UPVC Pipes
Supply Fitting of Coated mesh for placing inside filter tank | 270 | sqm | GWD Data | Others | UPVC Pipes
Supply Fitting of Sieve mesh 110mm (inside inspection chamber) | 150 | sqm | GWD Data | Others | UPVC Pipes
Supply Fitting of Sieve mesh 140mm (inside inspection chamber) | 175 | metre | GWD Data | Others | UPVC Pipes
Supply Fitting of Plastic net for covering pipe | 40 | metre | GWD Data | Others | UPVC Pipes
Construction of 110mm dia borewell | 390 | each | GWD Data | Others | UPVC Pipes
Construction of 150mm dia borewell | 665 | each | GWD Data | Others | UPVC Pipes
Borewell Developing Charges | 5790 | each | GWD Data | Others | UPVC Pipes
Fabrication and Installation of MPLAD Name Board | 3500 | each | GWD Data | Others | UPVC Pipes
Hand Pump Repairing Charge | 7064 | each | GWD Data | Others | UPVC Pipes
Head Assembly complete (with Head, Handle, Ball Bearings and Chain Assembly) | 4000 | each | GWD Data | Others | UPVC Pipes
Head with welded components only without cover | 1900 | each | GWD Data | Others | UPVC Pipes
Handle (welded components only) | 1500 | each | GWD Data | Others | UPVC Pipes
Additional Plate | 375 | each | GWD Data | Others | UPVC Pipes
Front Cover | 250 | each | GWD Data | Others | UPVC Pipes
Axle (Stainless Steel) | 190 | each | GWD Data | Others | UPVC Pipes
Ball Bearing 6204 Z | 180 | each | GWD Data | Others | UPVC Pipes
Chain with coupling | 200 | each | GWD Data | Others | UPVC Pipes
Spacer for Axle Pin | 20 | each | GWD Data | Others | UPVC Pipes
M 12 x 20 Hex Bolt for Top Head Cover | 15 | each | GWD Data | Others | UPVC Pipes
M 12 x 40 Hex Bolt | 15 | each | GWD Data | Others | UPVC Pipes
M 12 Nut | 10 | each | GWD Data | Others | UPVC Pipes
M.12 Washer | 10 | each | GWD Data | Others | UPVC Pipes
M 10 x 40 H.T Bolt | 15 | each | GWD Data | Others | UPVC Pipes
M.10 Nylon Nut | 10 | each | GWD Data | Others | UPVC Pipes
Special Washer for Axle | 10 | each | GWD Data | Others | UPVC Pipes
Cylinder Assembly Complete | 2500 | each | GWD Data | Others | UPVC Pipes
C.I.Cylinder Body with liner | 900 | each | GWD Data | Others | UPVC Pipes
Plunger Rod S.S | 180 | each | GWD Data | Others | UPVC Pipes
Reducer cap | 130 | each | GWD Data | Others | UPVC Pipes
Plunger Yoke body | 240 | each | GWD Data | Others | UPVC Pipes
Spacer | 190 | each | GWD Data | Others | UPVC Pipes
Follower | 210 | each | GWD Data | Others | UPVC Pipes
Upper Valve ( one piece) | 75 | each | GWD Data | Others | UPVC Pipes
Check valve guide | 100 | each | GWD Data | Others | UPVC Pipes
Check valve seat | 160 | each | GWD Data | Others | UPVC Pipes
Rubber seat Retainer | 80 | each | GWD Data | Others | UPVC Pipes
Sealing ring (Nitrial Rubber) | 15 | each | GWD Data | Others | UPVC Pipes
Rubber seating upper valve | 10 | each | GWD Data | Others | UPVC Pipes
Rubber seating check valve | 10 | each | GWD Data | Others | UPVC Pipes
Pump Bucket (Nitrial Rubber) | 25 | each | GWD Data | Others | UPVC Pipes
Upper valve Assembly comprising of SS Plunger rod, Plunger Yoke body, 2 spacer & 2 bucket washers | 1000 | each | GWD Data | Others | UPVC Pipes
Same as above but without plunger rod | 900 | each | GWD Data | Others | UPVC Pipes
Lower Valve Assembly comprising of Rubber Seat Retainer, Check valve guide and rubber seating | 450 | each | GWD Data | Others | UPVC Pipes
Water Tank | 1500 | each | GWD Data | Others | UPVC Pipes
Pipe Sockets | 100 | each | GWD Data | Others | UPVC Pipes
Pedestal (Ordinary) | 2600 | each | GWD Data | Others | UPVC Pipes
12 mm dia x 3 m electro galvanized connecting rod | 280 | each | GWD Data | Others | UPVC Pipes
Hex. Coupler 12 x 50 mm connecting rod | 25 | each | GWD Data | Others | UPVC Pipes
Hex. Coupler 12 x 20 mm connecting rod | 20 | each | GWD Data | Others | UPVC Pipes
GI Riser pipe (B class) 3 m long 32mm bore size both end threaded with one end socket | 1173.31 | each | GWD Data | Others | UPVC Pipes
Cylinder Extra deepwell hand pump | 3600 | each | GWD Data | Others | UPVC Pipes
Head Assembly for extra deep well pump with T | 6000 | each | GWD Data | Others | UPVC Pipes
ISI marked India Mark II (Standard) Deep well hand pumps confirming to IS: 15500 (Part II) 2004 complete with 10 Nos. GI pipe (B class) 3m long 32mm bore both end threaded with one end socket and 10 Nos connecting rods | 31000 | each | GWD Data | Others | UPVC Pipes
ISI marked India Mark II (Standard) Extra Deep well hand pumps confirming to IS: 15500 (Part II) 2004 complete with 20 Nos. GI pipe (B class) 3m long 32mm bore both end threaded with one end socket and 20 Nos connecting rods | 42500 | each | GWD Data | Others | UPVC Pipes
(DSR Code 2.25) Filling available excavated earth (excluding rock) in trenches, plinth, sides of foundations etc. in layers not exceeding 20 cm in depth, consolidating each deposited layer by ramming and watering, lead up to 50 m and lift up to 1.5 m. | 263.43 | cum | GWD Data | Others | UPVC Pipes
(DSR Code 2634) GI/Aluminium Sheet (0.8 mm thick) | 75.98 | kilitreogrametre | GWD Data | Others | UPVC Pipes
(DSR Code 7001) Brass 100mm mortice latch and lock with 6 levers without pair of handles | 290.09 | each | GWD Data | Others | GI Pipes
(DSR Code 7029) Galvanised wire mesh of average width of aperture 1.4 mm and nominal dia of wire 0.63 mm | 345.35 | sqm | GWD Data | Others | GI Pipes
(DSR Code 8019) GI sheet 0.8 mm thick confirming to IS 277:1992 | 103.61 | kilitreogrametre | GWD Data | Others | GI Pipes
(DSR Code 13.1.1) 12 mm cement plaster of mix: 1:4 ( 1 cement : 4 fine sand) | 320 | sqm | GWD Data | Others | GI Pipes
(DSR Code 13.37.1) White washing with lime to give an even shade: New work (three or more coats) | 34.26 | sqm | GWD Data | Others | GI Pipes
(DSR Code 2.8.1) Earth work in excavation by mechanical means (Hydraulic excavator) /manual means in foundation trenches or drains (not exceeding 1.5 m in width or 10 m2 on plan), including dressing of sides and ramming of bottoms, lift up to 1.5 m, including getting out the excavated soil and disposal of surplus excavated soil as directed, within a lead of 50 m. All kinds of soil | 302.53 | cum | GWD Data | Others | GI Pipes
(DSR Code 4.1.8) Providing and laying in position cement concrete of specified grade excluding the cost of centering and shuttering - All work up to plinth level: 1:4:8 (1 cement : 4 coarse sand : 8 graded stone aggregate 40 nominal size) | 6943.05 | cum | GWD Data | Others | GI Pipes
(DSR Code 5.1.3) Providing and laying in position specified grade of reinforced cement concrete, excluding the cost of centering, shuttering, finishing and reinforcement - All work up to plinth level: 1:2:4 ( 1 cement : 2 coarse sand : 4 graded stone aggregate 20 mm nominal size) | 8749.99 | cum | GWD Data | Others | GI Pipes
(DSR Code 5.22.1) Steel reinforcement for R.C.C work including straightening, cutting, bending, placing in position and binding all complete upto plinth level Mild steel and Medium Tensile steel bars | 98.49 | kilitreogrametre | GWD Data | Others | GI Pipes
(DSR Code 5.9.2) Centering and shuttering including strutting, etc. and removal of form for: Walls (any thickness) including attached pilasters, butteresses, plinth and string courses etc. | 730.69 | sqm | GWD Data | Others | GI Pipes
(DSR Code 7.1.1) Random rubble masonry with hard stone in foundation and plinth including levelling up with cement concrete 1:6:12 (1 cement : 6 coarse sand : 12 graded stone aggregate 20 mm nominal size) up to plinth level with: Cement mortar 1:6 (1 cement : 6 coarse sand) | 7340.28 | cum | GWD Data | Others | GI Pipes
Earth work in surface excavation not exceeding 30 cm in depth but exceeding 1.5m in width as well as 10 sqm on plan including disposal of excavated earth up to 50 m and lift up to 1.5 m, disposed soil to be levelled and neatly dressed: All Kinds of soil (PRICE Code: 2.1.1) | 80.35 | sqm | PRICE Data | Others | GI Pipes
Earth work in rough excavation, banking excavated earth in layers not exceeding 20 cm in depth, breaking clods, watering, rolling each layer with 1/2 tonne roller or wooden or steel rammers, and rolling every 3rd and top-most layer with power roller of minimum 8 tonnes and dressing up in embankments for roads, flood banks, marginal banks and guide banks or filling up ground depressions, lead up to 50 m and lift up to 1.5 m: All kinds of soil (PRICE Code: 2.2.1) | 648.3 | cum | PRICE Data | Others | GI Pipes
Banking excavated earth in layers not exceeding 20 cm in depth, breaking clods, watering, rolling each layer with 1/2 tonne roller, or wooden or steel rammers, and rolling every 3rd and top-most layer with power roller of minimum 8 tonnes and dressing up, in embankments for roads, flood banks, marginal banks, and guide banks etc., lead up to 50 m and lift up to 1.5 m : All kinds of soil (PRICE Code: 2.3.1) | 408.5 | cum | PRICE Data | Others | GI Pipes
Deduct for not rolling with power roller of minimum 8 tonnes for banking excavated earth in layers not exceeding 20 cm in depth (PRICE Code: 2.4) | 3.75 | cum | PRICE Data | Others | GI Pipes
Deduct for not watering the excavated earth for banking (PRICE Code: 2.5) | 28.65 | cum | PRICE Data | Others | GI Pipes
Earth work in excavation by mechanical means (Hydraulic excavator)/manual means over areas (exceeding 30 cm in depth, 1.5 m in width as well as 10 sqm on plan) including disposal of excavated earth, lead up to 50 m and lift up to 1.5 m, disposed earth to be levelled and neatly dressed. All kinds of soil (PRICE Code: 2.6.1) | 157.85 | cum | PRICE Data | Others | GI Pipes
Earth work in excavation by mechanical means (Hydraulic excavator )/ manual means over areas (exceeding 30 cm in depth, 1.5 m in width as well as 10 sqm on plan) including disposal of excavated earth, lead up to 50 m and lift up to 1.5 m, disposed earth to be levelled and neatly dressed. Ordinary rock (PRICE Code: 2.7.1) | 305.95 | cum | PRICE Data | Others | GI Pipes
Earth work in excavation by mechanical means (Hydraulic excavator )/ manual means over areas (exceeding 30 cm in depth, 1.5 m in width as well as 10 sqm on plan) including disposal of excavated earth, lead up to 50 m and lift up to 1.5 m, disposed earth to be levelled and neatly dressed. Hard rock (requiring blasting) (PRICE Code: 2.7.2) | 529.25 | cum | PRICE Data | Others | GI Pipes
Earth work in excavation by mechanical means (Hydraulic excavator )/ manual means over areas (exceeding 30 cm in depth, 1.5 m in width as well as 10 sqm on plan) including disposal of excavated earth, lead up to 50 m and lift up to 1.5 m, disposed earth to be levelled and neatly dressed. Hard rock (blasting prohibited (PRICE Code: 2.7.3) | 882.2 | cum | PRICE Data | Others | GI Pipes
Earth work in excavation by mechanical means (Hydraulic excavator) /manual means in foundation trenches or drains (not exceeding 1.5 m in width or 10 sqm on plan), including dressing of sides and ramming of bottoms, lift up to 1.5 m, including getting out the excavated soil and disposal of surplus excavated soil as directed, within a lead of 50 m. All kinds of soil (PRICE Code: 2.8.1) | 219 | cum | PRICE Data | Others | GI Pipes
Excavation work by mechanical means (Hydraulic excavator) / manual means in foundation trenches or drains (not exceeding 1.5 m in width or 10 sqm on plan), including dressing of sides and ramming of bottoms, lift up to 1.5 m, including getting out the excavated soil and disposal of surplus excavated soils as directed, within a lead of 50 m. Ordinary rock (PRICE Code: 2.9.1) | 389.05 | cum | PRICE Data | Others | GI Pipes
Excavation work by mechanical means (Hydraulic excavator) / manual means in foundation trenches or drains (not exceeding 1.5 m in width or 10 sqm on plan), including dressing of sides and ramming of bottoms, lift up to 1.5 m, including getting out the excavated soil and disposal of surplus excavated soils as directed, within a lead of 50 m. Hard rock (requiring blasting) (PRICE Code: 2.9.2) | 632.9 | cum | PRICE Data | Others | GI Pipes
Excavation work by mechanical means (Hydraulic excavator) / manual means in foundation trenches or drains (not exceeding 1.5 m in width or 10 sqm on plan), including dressing of sides and ramming of bottoms, lift up to 1.5 m, including getting out the excavated soil and disposal of surplus excavated soils as directed, within a lead of 50 m. Hard rock (blasting prohibited) (PRICE Code: 2.9.3) | 938.05 | cum | PRICE Data | Others | GI Pipes
Excavating trenches of required width for pipes, cables, etc including excavation for sockets, and dressing of sides, ramming of bottoms, depth up to 1.5 m, including getting out the excavated soil. and then returning the soil as required, in layers not exceeding 20 cm in depth, including consolidating each deposited layer by ramming, watering, etc. and disposing of surplus excavated soil as directed, within a lead of 50 m: All kinds of soil Pipes, cables etc, not exceeding 80 mm dia (PRICE Code: 2.10.1.1) | 193.6 | metre | PRICE Data | Others | GI Pipes
Excavating trenches of required width for pipes, cables, etc including excavation for sockets, and dressing of sides, ramming of bottoms, depth up to 1.5 m, including getting out the excavated soil. and then returning the soil as required, in layers not exceeding 20 cm in depth, including consolidating each deposited layer by ramming, watering, etc. and disposing of surplus excavated soil as directed, within a lead of 50 m: Pipes, cables etc. exceeding 80 mm dia but not exceeding 300 mm dia (PRICE Code: 2.10.1.2) | 316.2 | metre | PRICE Data | Others | GI Pipes
Excavating trenches of required width for pipes, cables, etc including excavation for sockets, and dressing of sides, ramming of bottoms, depth up to 1.5 m, including getting out the excavated soil. and then returning the soil as required, in layers not exceeding 20 cm in depth, including consolidating each deposited layer by ramming, watering, etc. and disposing of surplus excavated soil as directed, within a lead of 50 m: Pipes, cables etc. exceeding 300 mm dia but not exceeding 600 mm (PRICE Code: 2.10.1.3) | 493.6 | metre | PRICE Data | Others | GI Pipes
Extra for excavating trenches for pipes, cables, etc, in all kinds of soil for depth exceeding 3 m in depth, but not exceeding 4.5 m ( Rate is over corresponding basic item for depth up to 1.5 metre). (PRICE Code: 2.12) | 315 | metre | PRICE Data | Others | GI Pipes
Excavating trenches of required width for pipes, cables, etc, including excavation for sockets, depth up to 1.5 m including getting out the excavated materials, returning the soil as required in layers not exceeding 20 cm in depth. including consolidating each deposited layers by ramming, watering etc., stacking serviceable material for measurements and disposal of unserviceable material as directed, within a lead of 50 m: Ordinary rock Pipes, cables etc. not exceeding 80 mm dia (PRICE Code: 2.13.1.1) | 281.15 | metre | PRICE Data | Others | GI Pipes
Excavating trenches of required width for pipes, cables, etc, including excavation for sockets, depth up to 1.5 m including getting out the excavated materials, returning the soil as required in layers not exceeding 20 cm in depth. including consolidating each deposited layers by ramming, watering etc., stacking serviceable material for measurements and disposal of unserviceable material as directed, within a lead of 50 m: Pipes, cables etc. exceeding 80m dia but not exceeding 300 mm dia (PRICE Code: 2.13.1.2) | 696.15 | metre | PRICE Data | Others | GI Pipes
Excavating trenches of required width for pipes, cables, etc, including excavation for sockets, depth up to 1.5 m including getting out the excavated materials, returning the soil as required in layers not exceeding 20 cm in depth. including consolidating each deposited layers by ramming, watering etc., stacking serviceable material for measurements and disposal of unserviceable material as directed, within a lead of 50 m: Pipes, cables exceeding 300 mm dia but not exceeding 600 mm dia (PRICE Code: 2.13.1.3) | 801 | metre | PRICE Data | Others | GI Pipes
Excavating trenches of required width for pipes, cables, etc, including excavation for sockets, depth up to 1.5 m including getting out the excavated materials, returning the soil as required in layers not exceeding 20 cm in depth. including consolidating each deposited layers by ramming, watering etc., stacking serviceable material for measurements and disposal of unserviceable material as directed, within a lead of 50 m: Hard rock (requiring blasting) Pipes, cables etc. not exceeding 80 mm dia (PRICE Code: 2.13.2.1) | 398.15 | metre | PRICE Data | Others | GI Pipes
Excavating trenches of required width for pipes, cables, etc, including excavation for sockets, depth up to 1.5 m including getting out the excavated materials, returning the soil as required in layers not exceeding 20 cm in depth. including consolidating each deposited layers by ramming, watering etc., stacking serviceable material for measurements and disposal of unserviceable material as directed, within a lead of 50 m: Hard rock (requiring blasting) Pipes, cables etc. exceeding 80 mm dia but not exceeding 300 mm dia (PRICE Code: 2.13.2.2) | 985.9 | metre | PRICE Data | Others | GI Pipes
Excavating trenches of required width for pipes, cables, etc, including excavation for sockets, depth up to 1.5 m including getting out the excavated materials, returning the soil as required in layers not exceeding 20 cm in depth. including consolidating each deposited layers by ramming, watering etc., stacking serviceable material for measurements and disposal of unserviceable material as directed, within a lead of 50 m: Hard rock (requiring blasting) Pipes, cables etc. exceeding 300 mm dia but not exceeding 600 mm dia (PRICE Code: 2.13.2.3) | 1134.35 | metre | PRICE Data | Others | GI Pipes
Excavating trenches of required width for pipes, cables, etc, including excavation for sockets, depth up to 1.5 m including getting out the excavated materials, returning the soil as required in layers not exceeding 20 cm in depth. including consolidating each deposited layers by ramming, watering etc., stacking serviceable material for measurements and disposal of unserviceable material as directed, within a lead of 50 m: Hard rock (blasting prohibited) Pipes, cables etc. not exceeding 80 mm dia (PRICE Code: 2.13.3.1) | 542.35 | metre | PRICE Data | Others | GI Pipes
Excavating trenches of required width for pipes, cables, etc, including excavation for sockets, depth up to 1.5 m including getting out the excavated materials, returning the soil as required in layers not exceeding 20 cm in depth. including consolidating each deposited layers by ramming, watering etc., stacking serviceable material for measurements and disposal of unserviceable material as directed, within a lead of 50 m: Hard rock (blasting prohibited) Pipes, cables etc. exceeding 80 mm dia but not exceeding 300 mm dia (PRICE Code: 2.13.3.2) | 1342.9 | metre | PRICE Data | Others | GI Pipes
Excavating trenches of required width for pipes, cables, etc, including excavation for sockets, depth up to 1.5 m including getting out the excavated materials, returning the soil as required in layers not exceeding 20 cm in depth. including consolidating each deposited layers by ramming, watering etc., stacking serviceable material for measurements and disposal of unserviceable material as directed, within a lead of 50 m: Hard rock (blasting prohibited) Pipes, cables etc. exceeding 300 mm dia but not exceeding 600 mm dia (PRICE Code: 2.13.3.3) | 1545.3 | metre | PRICE Data | Others | GI Pipes
Extra for excavating trenches for pipes, cables etc in ordinary / hard rock exceeding 1.5 m in depth but not exceeding 3 m (Rate is over corresponding basic item for depth up to 1.5 metre). (PRICE Code: 2.14) | 103.6 | metre | PRICE Data | Others | GI Pipes
Extra for excavating trenches for pipes, cables, etc.in ordinary / hard rock exceeding 3 m in depth but not exceeding 4.5 m ( Rate is over corresponding basic item for depth up to 1.5 metre). (PRICE Code: 2.15) | 255.55 | metre | PRICE Data | Others | GI Pipes
Close timbering in trenches including strutting, shoring and packing cavities (wherever required) complete (Measurements to be taken of the face area timbered). Depth not exceeding 1.5m (PRICE Code: 2.16.1) | 112.8 | sqm | PRICE Data | Others | GI Pipes
Close timbering in trenches including strutting, shoring and packing cavities (wherever required) complete (Measurements to be taken of the face area timbered). Depth exceeding 1.5 m but not exceeding 3 m (PRICE Code: 2.16.2) | 122.55 | sqm | PRICE Data | Others | GI Pipes
Close timbering in trenches including strutting, shoring and packing cavities (wherever required) complete (Measurements to be taken of the face area timbered). Depth exceeding 3 m but not exceeding 4.5 m (PRICE Code: 2.16.3) | 144.6 | sqm | PRICE Data | Others | GI Pipes
Close timbering in case of shafts, wells, cesspits, manholes and the like including strutting, shoring and packing cavities (wherever required) etc. complete (Measurements to be taken of the face area timbered). Depth not exceeding 1.5 m (PRICE Code: 2.17.1) | 120.2 | sqm | PRICE Data | Others | GI Pipes
Close timbering in case of shafts, wells, cesspits, manholes and the like including strutting, shoring and packing cavities (wherever required) etc. complete (Measurements to be taken of the face area timbered). Depth exceeding 1.5 m but not exceeding 3 m (PRICE Code: 2.17.2) | 141.1 | sqm | PRICE Data | Others | GI Pipes
Close timbering in case of shafts, wells, cesspits, manholes and the like including strutting, shoring and packing cavities (wherever required) etc. complete (Measurements to be taken of the face area timbered). Depth exceeding 3 m but not exceeding 4.5 m (PRICE Code: 2.17.3) | 163.15 | sqm | PRICE Data | Others | GI Pipes
Close timbering over areas including strutting, shoring and packing cavities (wherever required) etc. complete ( Measurements to be taken of the face area timbered): Depth not exceeding 1.5 m (PRICE Code: 2.18.1) | 100.95 | sqm | PRICE Data | Others | GI Pipes
Close timbering over areas including strutting, shoring and packing cavities (wherever required) etc. complete ( Measurements to be taken of the face area timbered): Depth exceeding 1.5 m but exceeding 3 m (PRICE Code: 2.18.2) | 112.65 | sqm | PRICE Data | Others | GI Pipes
Close timbering over areas including strutting, shoring and packing cavities (wherever required) etc. complete ( Measurements to be taken of the face area timbered): Depth exceeding 3 m but not exceeding 4.5 m (PRICE Code: 2.18.3) | 124.95 | sqm | PRICE Data | Others | GI Pipes
Extra for planking, strutting and packing materials for cavities ( in close timbering) if required to be left permanently in position (Face area of timber permanently left to be measured). (PRICE Code: 2.19) | 1383.55 | sqm | PRICE Data | Others | GI Pipes
Open timbering in trenches including strutting and shoring complete ( measurements to be taken of the face area timbered ): Depth not exceeding 1.5 m (PRICE Code: 2.20.1) | 58.15 | sqm | PRICE Data | Others | GI Pipes
Open timbering in trenches including strutting and shoring complete ( measurements to be taken of the face area timbered ): Depth exceeding 1.5 m but not exceeding 3 m (PRICE Code: 2.20.2) | 64.3 | sqm | PRICE Data | Others | GI Pipes
Open timbering in trenches including strutting and shoring complete ( measurements to be taken of the face area timbered ): Depth exceeding 3 m but not exceeding 4.5 m (PRICE Code: 2.20.3) | 74.4 | sqm | PRICE Data | Others | GI Pipes
Open timbering in case of shafts, wells, cesspits, manholes and the like including strutting and shoring complete (Measurements to be taken of the face area timbered): Depth not exceeding 1.5 m (PRICE Code: 2.21.1) | 52.35 | sqm | PRICE Data | Others | GI Pipes
Open timbering in case of shafts, wells, cesspits, manholes and the like including strutting and shoring complete (Measurements to be taken of the face area timbered): Depth exceeding 1.5 m but not exceeding 3 m (PRICE Code: 2.21.2) | 62.15 | sqm | PRICE Data | Others | GI Pipes
Open timbering in case of shafts, wells, cesspits, manholes and the like including strutting and shoring complete (Measurements to be taken of the face area timbered): Depth exceeding 3 m but not exceeding 4.5 m (PRICE Code: 2.21.3) | 75.1 | sqm | PRICE Data | Others | GI Pipes
Open timbering over areas including strutting, shoring etc. complete (Measurements to be taken of the face area timbered): Depth not exceeding 1.5 m (PRICE Code: 2.22.1) | 35.5 | sqm | PRICE Data | Others | GI Pipes
Open timbering over areas including strutting, shoring etc. complete (Measurements to be taken of the face area timbered): Depth exceeding 1.5 m but not exceeding 3 m (PRICE Code: 2.22.2) | 42.1 | sqm | PRICE Data | Others | GI Pipes
Open timbering over areas including strutting, shoring etc. complete (Measurements to be taken of the face area timbered): Depth exceeding 3 m but not exceeding 4.5 m (PRICE Code: 2.22.3) | 52.7 | sqm | PRICE Data | Others | GI Pipes
Extra for planking and strutting in open timbering if required to be left permanently in position (Face area of the timber permanently left to be measured). (PRICE Code: 2.23) | 712.35 | sqm | PRICE Data | Others | GI Pipes
Extra rates for quantities of works, executed: In or under water and /or liquid mud, including pumping out water as required (PRICE Code: 2.24.1) | 20 | metre | PRICE Data | Others | GI Pipes
Extra rates for quantities of works, executed: In or under foul position, including pumping out water as required (PRICE Code: 2.24.2) | 25 | metre | PRICE Data | Others | GI Pipes
Filling available excavated earth (excluding rock) in trenches, plinth, sides of foundations etc. in layers not exceeding 20 cm in depth, consolidating each deposited layer by ramming and watering, lead up to 50 m and lift up to 1.5 m. (PRICE Code: 2.25) | 190.7 | cum | PRICE Data | Others | GI Pipes
Extra for every additional lift 1.5 m or part there of in excavation / banking excavated or stacked materials. All kinds of soil (PRICE Code: 2.26.1) | 78.45 | cum | PRICE Data | Others | GI Pipes
Extra for every additional lift 1.5 m or part there of in excavation / banking excavated or stacked materials. Ordinary or hard rock (PRICE Code: 2.26.2) | 140.7 | cum | PRICE Data | Others | GI Pipes
Supplying and filling in plinth with Jamuna sand under floors, including watering, ramming consolidating and dressing complete. (PRICE Code: 2.27) | 1695.5 | cum | PRICE Data | Others | GI Pipes
Surface dressing of the ground including removing vegetation and in-equalities not exceeding 15 cm deep and disposal of rubbish, lead up to 50 m and lift up to 1.5 m. All kinds of soil (PRICE Code: 2.28.1) | 21.15 | sqm | PRICE Data | Others | GI Pipes
Ploughing the existing ground to a depth of 15 cm to 25 cm and watering the same. All kinds of soil (PRICE Code: 2.29.1) | 21.4 | sqm | PRICE Data | Others | GI Pipes
Excavating holes more than 0.10 cum & upto 0.50 cum including getting out the excavated soil, then returning the soil as required in layers not exceeding 20 cm in depth, including consolidating each deposited layer by ramming, watering etc, disposing of surplus excavated soil; as directed within a lead of 50 m and lift up to 1.5 m. All kinds of soil (PRICE Code: 2.30.1) | 68.85 | holes | PRICE Data | Others | GI Pipes
Excavating holes more than 0.10 cum & upto 0.50 cum including getting out the excavated soil, then returning the soil as required in layers not exceeding 20 cm in depth, including consolidating each deposited layer by ramming, watering etc, disposing of surplus excavated soil; as directed within a lead of 50 m and lift up to 1.5 m. Ordinary rock (PRICE Code: 2.30.2) | 119.85 | each | PRICE Data | Others | GI Pipes
Excavating holes more than 0.10 cum & upto 0.50 cum including getting out the excavated soil, then returning the soil as required in layers not exceeding 20 cm in depth, including consolidating each deposited layer by ramming, watering etc, disposing of surplus excavated soil; as directed within a lead of 50 m and lift up to 1.5 m. Hard rock (requiring blasting) (PRICE Code: 2.30.3) | 193 | holes | PRICE Data | Others | Casing Pipes
Excavating holes more than 0.10 cum & upto 0.50 cum including getting out the excavated soil, then returning the soil as required in layers not exceeding 20 cm in depth, including consolidating each deposited layer by ramming, watering etc, disposing of surplus excavated soil; as directed within a lead of 50 m and lift up to 1.5 m. Hard rock (blasting prohibited) (PRICE Code: 2.30.4) | 284.55 | each | PRICE Data | Others | Casing Pipes
Clearing jungle including uprooting of rank vegetation, grass, brush wood, trees and saplings of girth up to 30 cm measured at a height of 1 m above ground level and removal of rubbish up to a distance of 50 m outside the periphery of the area cleared (PRICE Code: 2.31) | 10.9 | sqm | PRICE Data | Others | Casing Pipes
Clearing grass and removal of the rubbish up to a distance of 50 m outside the periphery of the area cleared. (PRICE Code: 2.32) | 5.55 | sqm | PRICE Data | Others | Casing Pipes
Felling trees of the girth (measured at a height of 1 m above ground level) including cutting of trunks and branches, removing the roots and stacking of serviceable material and disposal of unserviceable material. Beyound 30 cm girth up to and including 60 cm girth (PRICE Code: 2.33.1) | 330.4 | each | PRICE Data | Others | Casing Pipes
Felling trees of the girth (measured at a height of 1 m above ground level) including cutting of trunks and branches, removing the roots and stacking of serviceable material and disposal of unserviceable material. Beyound 60 cm girth up to and including 120 cm girth (PRICE Code: 2.33.2) | 1470.95 | each | PRICE Data | Others | Casing Pipes
Felling trees of the girth (measured at a height of 1 m above ground level) including cutting of trunks and branches, removing the roots and stacking of serviceable material and disposal of unserviceable material. Beyond 120 cm girth up to and including 240 cm girth (PRICE Code: 2.33.3) | 6823.95 | each | PRICE Data | Others | Casing Pipes
Felling trees of the girth (measured at a height of 1 m above ground level) including cutting of trunks and branches, removing the roots and stacking of serviceable material and disposal of unserviceable material. Above 240 cm girth (PRICE Code: 2.33.4) | 13672.95 | each | PRICE Data | Others | Casing Pipes
Supplying chemical emulsion in sealed containers including delivery as specified. Chlorpyriphos / Lindane emulsifiable concentrate of 20% (PRICE Code: 2.34.1) | 174.35 | Litre | PRICE Data | Others | Casing Pipes
Diluting and injecting chemical emulsion for POST -CONSTRUCTIONAL anti-termite treatment (excluding the cost of chemical emulsion): Along external wall where the apron is not provided using chemical emulsion @ 7.5 litres / sqm of the vertical surface of the substructure to a depth of 300mm including excavation channel along the wall & rodding etc. complete: With Chlorpyriphos /Lindane E.C. 20% with 1% concentration (PRICE Code: 2.35.1.1) | 24.55 | metre | PRICE Data | Others | Casing Pipes
Diluting and injecting chemical emulsion for POST -CONSTRUCTIONAL anti-termite treatment (excluding the cost of chemical emulsion): Along the external wall below concrete or masonry apron using chemical emulsion @2.25 litres per linear metre including drilling and plugging holes etc: With Chlorpyriphosl Lindane E.C.20% with 1% concentration (PRICE Code: 2.35.2.1) | 34.25 | metre | PRICE Data | Others | Casing Pipes
Diluting and injecting chemical emulsion for POST -CONSTRUCTIONAL anti-termite treatment (excluding the cost of chemical emulsion): Treatment of soil under existing floors using chemical emulsion @ one litre per hole, 300 mm apart including drilling 12 mm diameter holes and plugging with cement mortar 1:2 (1 cement : 2 coarse sand) to match the existing floor: With Chlorpyriphos/Lindane E.C. 20% with 1% concentration (PRICE Code: 2.35.3.1) | 197.1 | sqm | PRICE Data | Others | Casing Pipes
Diluting and injecting chemical emulsion for POST -CONSTRUCTIONAL anti-termite treatment (excluding the cost of chemical emulsion): Treatment of existing masonry using chemical emulsion @ one litre per hole at 300 mm interval including drilling holes at 45 degree and plugging them with cement mortar 1:2 (1 cement :2 coarse sand ) to the full depth of the hole: With Chlorpyriphos /Lindane E.C 20% with 1% concentration (PRICE Code: 2.35.4.1) | 27.55 | metre | PRICE Data | Others | Casing Pipes
Diluting and injecting chemical emulsion for POST -CONSTRUCTIONAL anti-termite treatment (excluding the cost of chemical emulsion): Treatment at points of contact of wood work by chemical emulsion Chlorpyriphos/ Lindane (in oil or kerosene based solution) @ 0.5 litres per hole by drilling 6 mm dia holes at downward angle of 45 degree at 150 mm centre to centre and sealing the same (PRICE Code: 2.35.5) | 220.5 | metre | PRICE Data | Others | Casing Pipes
Deduct for disposed soil not levelled and neatly dressed. (PRICE Code: 2.36) | 57.6 | cum | PRICE Data | Others | Casing Pipes
Supply and stacking of Fly ash conforming to IRC - 58 at site, including carriage, loading, unloading & stacking up to any lead (measured stacks will be reduced by 20% for payment) (PRICE Code: 2.37) | 132.15 | cum | PRICE Data | Others | Casing Pipes
Filling with available fly ash and earth ( excluding rock) in trenches or embankment in layers ( each layer should not exceed 15 cm), with intermediate layer of compacted earth ( Soil density of 98%) after every four layers of compacted depth of fly ash, sides & top layer of filling shall be done with earth having total minimum compacted thickness 30 cm or as decided by Engineer - in- charge, including compacting each layer by rolling / ramming and watering, all complete as per drawing and direction of Engineer - in-charge (PRICE Code: 2.38) | 190.7 | cum | PRICE Data | Others | Casing Pipes
Providing and laying in position cement concrete of specified grade excluding the cost of centering and shuttering - All work up to plinth level: 1:1/2:3 (cement : 11/2 coarse sand : 3 graded stone aggregate 20 mm nominal size) (PRICE Code: 4.1.2) | 6259.65 | cum | PRICE Data | Others | Casing Pipes
Providing and laying in position cement concrete of specified grade excluding the cost of centering and shuttering - All work up to plinth level: 1:2:4 (cement : 2 coarse sand : 4 graded stone aggregate 20 mm nominal size) (PRICE Code: 4.1.3) | 5893.4 | cum | PRICE Data | Others | Casing Pipes
Providing and laying in position cement concrete of specified grade excluding the cost of centering and shuttering - All work up to plinth level: 1:2:4 )1 cement : 2 coarse sand : 4 graded stone aggregate 40 mm nominal size) (PRICE Code: 4.1.4) | 5799.3 | cum | PRICE Data | Others | Casing Pipes
Providing and laying in position cement concrete of specified grade excluding the cost of centering and shuttering - All work up to plinth level: 1:3:6 (1 cement : 3 coarse sand : 6 graded stone aggregate 20 mm nominal size) (PRICE Code: 4.1.5) | 5433.7 | cum | PRICE Data | Others | Casing Pipes
Providing and laying in position cement concrete of specified grade excluding the cost of centering and shuttering - All work up to plinth level: 1:3:6 ( 1 cement : 3 coarse sand : 6 graded stone aggregate 40 mm nominal size) (PRICE Code: 4.1.6) | 5318.35 | cum | PRICE Data | Others | Casing Pipes
Providing and laying in position cement concrete of specified grade excluding the cost of centering and shuttering - All work up to plinth level: 1:4:8 (1 cement : 4 coarse sand : 8 graded stone aggregate 40 nominal size) (PRICE Code: 4.1.8) | 5026.1 | cum | PRICE Data | Others | Casing Pipes
Providing and laying in position cement concrete of specified grade excluding the cost of centering and shuttering - All work up to plinth level: 1:5:10 (1 cement : 5 coarse sand : 10 graded stone aggregate 40 mm nominal size) (PRICE Code: 4.1.10) | 4792.3 | cum | PRICE Data | Others | Casing Pipes
Providing and laying in position cement concrete of specified grade excluding the cost of centering and shuttering - All work up to plinth level: 1:5:10 (1 cement : 5 fine sand : 10 graded stone aggregate 40 mm nominal size) (PRICE Code: 4.1.11) | 4536.05 | cum | PRICE Data | Others | Casing Pipes
Providing and laying in position cement concrete of specified grade excluding the cost of centering and shuttering - All work up to plinth level: 1:2:31/2:9 (1 ordinary portland cement : 2 Fly ash : 31/2 coarse sand : 9 graded stone aggregate 40 mm nominal size). (PRICE Code: 4.1.12) | 4886.8 | cum | PRICE Data | Others | Casing Pipes
Providing and laying in position cement concrete of specified grade excluding the cost of centering and shuttering - All work up to plinth level: 1: 21/2:4:11 (1 Ordinary portland cement : 21/2 fly ash: 4 coarse sand : 11 graded stone aggregate 40 mm nominal size) (PRICE Code: 4.1.13) | 4602.35 | cum | PRICE Data | Others | Casing Pipes
Providing and laying cement concrete in retaining walls, return walls, walls ( any thickness) including attached pilasters, columns, piers, abutments, pillars, posts, struts,buttresses, string or lacing courses, parapets, coping, bed blocks, anchor blocks, plain window sills, fillets, sunken floor, etc. up to floor five level, excluding the cost of centering, shuttering and finishing: 1:11/2:3 (1 cement : 11/2 coarse sand :3 graded stone aggregate 20 mm nominal size) (PRICE Code: 4.2.2) | 7792.7 | cum | PRICE Data | Others | Casing Pipes
Providing and laying cement concrete in retaining walls, return walls, walls ( any thickness) including attached pilasters, columns, piers, abutments, pillars, posts, struts,buttresses, string or lacing courses, parapets, coping, bed blocks, anchor blocks, plain window sills, fillets, sunken floor, etc. up to floor five level, excluding the cost of centering, shuttering and finishing: 1:2:4 (1 cement : 2 coarse sand : 4 graded stone aggregate 20 mm nominal size) (PRICE Code: 4.2.3) | 7426.4 | cum | PRICE Data | Others | Casing Pipes
Providing and laying cement concrete in retaining walls, return walls, walls ( any thickness) including attached pilasters, columns, piers, abutments, pillars, posts, struts,buttresses, string or lacing courses, parapets, coping, bed blocks, anchor blocks, plain window sills, fillets, sunken floor, etc. up to floor five level, excluding the cost of centering, shuttering and finishing: 1:3:6 ( 1 cement : 3 coarse sand :6 graded stone aggregate 20 mm nominal size) (PRICE Code: 4.2.5) | 6966.75 | cum | PRICE Data | Others | Casing Pipes
Providing and laying cement concrete in retaining walls, return walls, walls ( any thickness) including attached pilasters, columns, piers, abutments, pillars, posts, struts,buttresses, string or lacing courses, parapets, coping, bed blocks, anchor blocks, plain window sills, fillets, sunken floor, etc. up to floor five level, excluding the cost of centering, shuttering and finishing: 1:5:10 (1 cement : 5 coarse sand : 10 graded stone aggregate 40 mm nominal size) (PRICE Code: 4.2.8) | 6314.1 | cum | PRICE Data | Others | Casing Pipes
Centering and shuttering including strutting, propping etc. and removal of form work for: Foundations, footings, bases for columns (PRICE Code: 4.3.1) | 247.3 | sqm | PRICE Data | Others | Casing Pipes
Centering and shuttering including strutting, propping etc. and removal of form work for: Retaining walls, return walls, (any thickness) including attached pilasters, buttresses, plinth and string courses fillets, kerbs and steps etc. (PRICE Code: 4.3.2) | 528.95 | sqm | PRICE Data | Others | Casing Pipes
Centering and shuttering including strutting, propping etc. and removal of form work for: Columns, piers, abutments, pillars, posts and struts (PRICE Code: 4.3.3) | 636.95 | sqm | PRICE Data | Others | Casing Pipes
Providing and laying cement concrete in kerbs, steps and the like at or near ground level excluding the cost of centering, shuttering and finishing. 1:1.5:3 (1 cement : 1.5 coarse sand (Zone III) : 3 graded stone aggregate 20 mm nominal size) (PRICE Code: 4.4.1) | 6259.65 | cum | PRICE Data | Others | Casing Pipes
Providing and fixing up to floor five level precast cement concrete string or lacing courses, copings, bed plates, anchor blocks, plain window sills, shelves, louvers, steps, stair cases, etc. including hoisting and setting in position with cement mortar 1:3 ( 1 cement : 3 coarse sand), cost of required centering, shuttering complete. 1:1.5:3 ( 1 cement : 1.5 coarse sand : 3 graded stone aggregate 20 mm nominal size) (PRICE Code: 4.5.1) | 7411.8 | cum | PRICE Data | Others | Casing Pipes
Providing and fixing at or near ground level precast cement concrete in kerbs, edgings etc. as per approved pattern and setting in position with cement mortar 1:3 (1 cement : 3 coarse sand), including the cost of required centering, shuttering complete. 1:1.5:3 ( 1 cement : 1.5 coarse sand (Zone III): 3 graded stone aggregate 20 mm nominal size) (PRICE Code: 4.6.1) | 6540.3 | cum | PRICE Data | Others | Casing Pipes
Providing and fixing up to floor five level precast cement concrete solid block, including hoisting and setting in position with cement mortar 1:3 ( 1 cement : 3 coarse sand), cost of required centering, shuttering complete: 1:1.5:3 ( 1 cement : 1.5 coarse sand (Zone III): 3 graded stone aggregate 20 mm nominal size) (PRICE Code: 4.7.1) | 12363 | cum | PRICE Data | Others | Casing Pipes
Providing and fixing up to floor five level precast cement concrete hollow block, including hoisting and setting in position with cement mortar 1:3 ( 1 cement : 3 coarse sand), cost of required centering, shuttering complete: 1:1.5:3 ( 1 cement : 1.5 coarse sand (Zone III): 3 graded stone aggregate 20 mm nominal size) (PRICE Code: 4.8.1) | 9849.8 | cum | PRICE Data | Others | Casing Pipes
Precasting placing in position 125 mm dia Bollards 600 mm high of required shape, including providing M.S. Pipe Sleeve 50 mm dia 300 mm long in the Bollard and M.S. Pipes 40 mm dia and 450 mm long with 150x150x6 mm M.S. plate welded at bottom and embedded 150 mm in cement concrete 1:3:6 ( 1 cement : 3 coarse sand : 6 graded stone aggregate 20 mm nominal size), including necessary excavation of size 250x250x450 mm deep for the same in bitumen/concrete pavement at specified spacing . (PRICE Code: 4.9) | 627.7 | each | PRICE Data | Others | Casing Pipes
Providing and laying damp-proof course 40 mm thick with cement concrete 1:2:4 (1 cement : 2 coarse sand : 4 graded stone aggregate 12.5 mm nominal size). (PRICE Code: 4.1) | 302 | sqm | PRICE Data | Others | Casing Pipes
Providing and laying damp-proof course 50 mm thick with cement concrete 1:2:4(1 cement : 2 coarse sand : 4 graded stone aggregate 20 mm nominal size). (PRICE Code: 4.11) | 363.65 | sqm | PRICE Data | Others | Casing Pipes
Extra for providing and mixing water proofing material in cement concrete work in doses by weight of cement as per manufacturer's specification . (PRICE Code: 4.12) | 1 | kg | PRICE Data | Others | Casing Pipes
Extra for concrete work in superstructure above V level for each four floors or part thereof. (PRICE Code: 4.14) | 972.2 | cum | PRICE Data | Others | Casing Pipes
Extra for laying concrete in or under water and or liquid mud including cost of pumping or bailing out water and removing slush etc. complete. Note for item No. 4.15 : - The quantity will be calculated by multiplying the depth measured from the sub-soil water level upto centre of gravity of concrete under sub-soil water level with quantity of concrete in cum executed under the sub-soil water. The depth of centre of gravity shall be reconed correct to 0.10 m 0.05 m or more shall be taken as 0.10 m and less than 0.05 m ignored. (PRICE Code: 4.15) | 689.85 | cum | PRICE Data | Others | Others
Extra for laying concrete in or under foul positions. (PRICE Code: 4.16) | 292.15 | cum | PRICE Data | Others | Others
Making plinth protection 50 mm thick of cement concrete 1:3:6 ( 1 cement : 3 coarse sand : 6 graded stone aggregate 20 mm nominal size) over 75 mm thick bed of dry brick ballast 40 mm nominal size, well rammed and consolidated and grouted with fine sand, including finishing the top smooth. (PRICE Code: 4.17) | 533.1 | sqm | PRICE Data | Others | Others
Extra for addition of synthetic polyester triangular fibre of length 12 mm, effective diameter 10-40 microns and specific gravity of 1.34 to 1.40 in cement concrete/RCC/ Flooring / water retaining structures by using 125 gms of synthetic polyester triangular fibre for 50 kgs cement used as per directions of Engineer -in- Charge (PRICE Code: 4.18) | 1.05 | kg | PRICE Data | Others | Others
Providing and laying in position ready mixed plain cement concrete, using fly ash and cement content as per approved design mix and manufactured in fully automatic batching plant and transported to site of work in transit mixer for all leads, having continuous agitated mixer, manufactured as per mix design of specified grade for plain cement concrete work, including pumping of R.M.C. from transit mixer to site of laying and curing, admixtures in recommended proportions as per IS: 9103 to accelerate/ retard setting of concrete, improve workability without impairing strength and durability as per direction of the Engineer - in-charge. Note : 1) Excess/less cement used than specified in this item is payable/recoverable separately. 2) Fly ash conforming to grade I of IS 3812 (Part-1) only be used as part replacement of OPC as per IS: 456. Uniform blending with cement is to be ensured in accordance with clauses 5.2 and 5.2.1 of IS : 456-2000 in the items of BMC and RMC. All works upto plinth level : M-15 grade plain cement concrete (cement content considered @ 240 kg/cum) (PRICE Code: 4.19.1.1) | 6717.75 | cum | PRICE Data | Others | Others
Providing and laying in position ready mixed plain cement concrete, using fly ash and cement content as per approved design mix and manufactured in fully automatic batching plant and transported to site of work in transit mixer for all leads, having continuous agitated mixer, manufactured as per mix design of specified grade for plain cement concrete work, including pumping of R.M.C. from transit mixer to site of laying and curing, admixtures in recommended proportions as per IS: 9103 to accelerate/ retard setting of concrete, improve workability without impairing strength and durability as per direction of the Engineer - in-charge. Note : 1) Excess/less cement used than specified in this item is payable/recoverable separately. 2) Fly ash conforming to grade I of IS 3812 (Part-1) only be used as part replacement of OPC as per IS: 456. Uniform blending with cement is to be ensured in accordance with clauses 5.2 and 5.2.1 of IS : 456-2000 in the items of BMC and RMC. M-10 grade plain cement concrete (cement content considered @ 220 kg/cum) (PRICE Code: 4.19.1.2) | 6596.65 | cum | PRICE Data | Others | Others
Providing and laying in position ready mixed plain cement concrete, using fly ash and cement content as per approved design mix and manufactured in fully automatic batching plant and transported to site of work in transit mixer for all leads, having continuous agitated mixer, manufactured as per mix design of specified grade for plain cement concrete work, including pumping of R.M.C. from transit mixer to site of laying and curing, admixtures in recommended proportions as per IS: 9103 to accelerate/ retard setting of concrete, improve workability without impairing strength and durability as per direction of the Engineer - in-charge. Note : 1) Excess/less cement used than specified in this item is payable/recoverable separately. 2) Fly ash conforming to grade I of IS 3812 (Part-1) only be used as part replacement of OPC as per IS: 456. Uniform blending with cement is to be ensured in accordance with clauses 5.2 and 5.2.1 of IS : 456-2000 in the items of BMC and RMC. All works above plinth and upto floor V level: M-15 grade plain cement concrete. (cement content considered @ 240kg/ cum) (PRICE Code: 4.19.2.1) | 7692.3 | cum | PRICE Data | Others | Others
Providing and laying in position ready mixed plain cement concrete, using fly ash and cement content as per approved design mix and manufactured in fully automatic batching plant and transported to site of work in transit mixer for all leads, having continuous agitated mixer, manufactured as per mix design of specified grade for plain cement concrete work, including pumping of R.M.C. from transit mixer to site of laying and curing, admixtures in recommended proportions as per IS: 9103 to accelerate/ retard setting of concrete, improve workability without impairing strength and durability as per direction of the Engineer - in-charge. Note : 1) Excess/less cement used than specified in this item is payable/recoverable separately. 2) Fly ash conforming to grade I of IS 3812 (Part-1) only be used as part replacement of OPC as per IS: 456. Uniform blending with cement is to be ensured in accordance with clauses 5.2 and 5.2.1 of IS : 456-2000 in the items of BMC and RMC. M- 10 grade plain cement concrete (cement content considered @ 220 kg/cum) (PRICE Code: 4.19.2.2) | 7571.2 | cum | PRICE Data | Others | Others
Providing and laying in position ready mixed plain cement concrete, with cement content as per approved design mix and manufactured in fully automatic batching plant and transported to site of work in transit mixer for all leads, having continuous agitated mixer, manufactured as per mix design of specified grade for plain cement concrete work, including pumping of R.M.C. from transit mixer to site of laying and curing, excluding the cost of centering, shuttering and finishing, including cost of curing, admixtures in recommended proportions as per IS:9103 to accelerate/retard setting of concrete, improve workability without impairing strength and durability as per direction of the Engineer - in - charge. Note : 1) Excess /less cement used than specified in this item is payble / recoverable separately. All works upto plinth level: M-15 grade plain cement concrete (cement content considered @ 240 kg/cum) (PRICE Code: 4.20.1.1) | 6858.85 | cum | PRICE Data | Others | Others
Providing and laying in position ready mixed plain cement concrete, with cement content as per approved design mix and manufactured in fully automatic batching plant and transported to site of work in transit mixer for all leads, having continuous agitated mixer, manufactured as per mix design of specified grade for plain cement concrete work, including pumping of R.M.C. from transit mixer to site of laying and curing, excluding the cost of centering, shuttering and finishing, including cost of curing, admixtures in recommended proportions as per IS:9103 to accelerate/retard setting of concrete, improve workability without impairing strength and durability as per direction of the Engineer - in - charge. Note : 1) Excess /less cement used than specified in this item is payble / recoverable separately. M-15 grade plain cement concrete (cement content considered @ 220 kg/cum) (PRICE Code: 4.20.1.2) | 6737.75 | cum | PRICE Data | Others | Others
Providing and laying in position ready mixed plain cement concrete, with cement content as per approved design mix and manufactured in fully automatic batching plant and transported to site of work in transit mixer for all leads, having continuous agitated mixer, manufactured as per mix design of specified grade for plain cement concrete work, including pumping of R.M.C. from transit mixer to site of laying and curing, excluding the cost of centering, shuttering and finishing, including cost of curing, admixtures in recommended proportions as per IS:9103 to accelerate/retard setting of concrete, improve workability without impairing strength and durability as per direction of the Engineer - in - charge. Note : 1) Excess /less cement used than specified in this item is payble / recoverable separately. All works above plinth and upto floor V level : M- 15 grade plain cement concrete (cement content considered @ 240 kg /cum) (PRICE Code: 4.20.2.1) | 7833.4 | cum | PRICE Data | Others | Others
Providing and laying in position ready mixed plain cement concrete, with cement content as per approved design mix and manufactured in fully automatic batching plant and transported to site of work in transit mixer for all leads, having continuous agitated mixer, manufactured as per mix design of specified grade for plain cement concrete work, including pumping of R.M.C. from transit mixer to site of laying and curing, excluding the cost of centering, shuttering and finishing, including cost of curing, admixtures in recommended proportions as per IS:9103 to accelerate/retard setting of concrete, improve workability without impairing strength and durability as per direction of the Engineer - in - charge. Note : 1) Excess /less cement used than specified in this item is payble / recoverable separately. M-10 grade plain cement concrete (cement content considered @ 220 kg/cum) (PRICE Code: 4.20.2.2) | 7712.3 | cum | PRICE Data | Others | Others
Providing and laying in position specified grade of reinforced cement concrete, excluding the cost of centering, shuttering, finishing and reinforcement - All work up to plinth level: 1:1:5:3 (1 cement 1.5 coarse sand :3 graded stone aggregate 20 mm nominal size (PRICE Code: 5.1.2) | 6700.45 | cum | PRICE Data | Others | Others
Providing and laying in position specified grade of reinforced cement concrete, excluding the cost of centering, shuttering, finishing and reinforcement - All work up to plinth level: 1:2:4 ( 1 cement : 2 coarse sand : 4 graded stone aggregate 20 mm nominal size) (PRICE Code: 5.1.3) | 6334.15 | cum | PRICE Data | Others | Others
Reinforced cement concrete work in walls (any thickness), including attached pilasters, buttresses, plinth and string courses, fillets, columns, pillars, piers, abutments, posts and struts etc. up tot floor five level excluding cost of centering, shuttering, finishing and reinforcement : 1:1.5:3( 1 cement : 1.5 coarse sand : 3 graded stone aggregate 20 mm nominal size) (PRICE Code: 5.2.2) | 8078.8 | cum | PRICE Data | Others | Others
Reinforced cement concrete work in beams, suspended floors, roofs, having slope up to 150 landings, balconies, shelves, chajjas, lintels, bands, plain window sills, staircases and spiral stair cases up to floor five level excluding the cost of centering, shuttering, finishing and reinforcement, with1:1.5:3 (1 cement : 1.5 coarse sand (Zone III) : 3 graded stone aggregate 20 mm nominal size). (PRICE Code: 5.3) | 8476.2 | cum | PRICE Data | Others | Others
Providing and laying up to floor five level reinforced cement concrete in kerbs, steps and the like excluding the cost of centering, shuttering, finishing and reinforcement with 1:1.5:3 (1 cement : 1.5 coarse sand (Zone - III) : 3 graded stone aggregate 20 mm nominal size) (PRICE Code: 5.4) | 7780.75 | cum | PRICE Data | Others | Others
Reinforced cement concrete work in arches, archribs, domes, vaults, shells, folded plate and roofs having slope more than 15 up to floor five level excluding the cost of centering, shuttering, finishing and reinforcement with 1:1.5:3 ( 1 cement :1.5 coarse sand(Zone III) : 3 graded stone aggregate 20 mm nominal size) (PRICE Code: 5.5) | 8932.15 | cum | PRICE Data | Others | Others
Reinforced cement concrete work in chimneys, shafts, up to floor five level excluding the cost of centering, shuttering, finishing and reinforcement with 1:1.5:3 ( 1 cement : 1.5 coarse sand(Zone III) : 3 graded stone aggregate 20 mm nominal size) (PRICE Code: 5.6) | 8247.3 | cum | PRICE Data | Others | Others
Reinforced cement concrete work in well - steining excluding the cost of centering, shuttering, finishing and reinforcement, with 1:1.5:3 (1 cement : 1.5 coarse sand (Zone - III) : 3 graded stone aggregate 20 mm nominal size) (PRICE Code: 5.7) | 6311.5 | cum | PRICE Data | Others | Others
Reinforced cement concrete work in vertical and horizontal fins individually or forming box louvers, facias and eaves boards up to floor five level excluding the cost of centering, shuttering, finishing and reinforcement, with 1:11/2:3 (1 cement : 11/2 coarse sand : 3 graded stone aggregate 20 mm nominal size) (PRICE Code: 5.8) | 7422.75 | cum | PRICE Data | Others | Others
Centering and shuttering including strutting, etc. and removal of form for: Foundations, footings, bases of columns, etc for mass concrete (PRICE Code: 5.9.1) | 247.3 | sqm | PRICE Data | Others | Others
Centering and shuttering including strutting, etc. and removal of form for: Walls (any thickness) including attached pilasters, butteresses, plinth and string courses etc. (PRICE Code: 5.9.2) | 528.95 | sqm | PRICE Data | Others | Others
Centering and shuttering including strutting, etc. and removal of form for: Suspended floors, roofs, landings, balconies and access platform (PRICE Code: 5.9.3) | 601.65 | sqm | PRICE Data | Others | Others
Centering and shuttering including strutting, etc. and removal of form for: Shelves (Cast in situ) (PRICE Code: 5.9.4) | 601.65 | sqm | PRICE Data | Others | Others
Centering and shuttering including strutting, etc. and removal of form for: Lintels, beams, plinth beams, girders bressumers and cantilevers (PRICE Code: 5.9.5) | 479.25 | sqm | PRICE Data | Others | Others
Centering and shuttering including strutting, etc. and removal of form for: Columns, Pillars, Piers, Abutments, Posts and Struts (PRICE Code: 5.9.6) | 636.95 | sqm | PRICE Data | Others | Others
Centering and shuttering including strutting, etc. and removal of form for: Stairs, (excluding landings ) except spiral - staircases) (PRICE Code: 5.9.7) | 540.25 | sqm | PRICE Data | Others | Others
Centering and shuttering including strutting, etc. and removal of form for: Sprial staircases (including landing) (PRICE Code: 5.9.8) | 520.85 | sqm | PRICE Data | Others | Others
Centering and shuttering including strutting, etc. and removal of form for: Arches, domes, vaults up to 6m span (PRICE Code: 5.9.9) | 1487.25 | sqm | PRICE Data | Others | Others
Centering and shuttering including strutting, etc. and removal of form for: Extra for arches, domes, vaults exceeding 6 m span (PRICE Code: 5.9.10) | 486.75 | sqm | PRICE Data | Others | Others
Centering and shuttering including strutting, etc. and removal of form for: Chimneys and shafts (PRICE Code: 5.9.11) | 528.95 | sqm | PRICE Data | Others | Others
Centering and shuttering including strutting, etc. and removal of form for: Well steining (PRICE Code: 5.9.12) | 184.15 | sqm | PRICE Data | Others | Others
Centering and shuttering including strutting, etc. and removal of form for: Vertical and horizontal fins individually for forming box louvers band, facias and eaves boards (PRICE Code: 5.9.13) | 888.55 | sqm | PRICE Data | Others | Others
Centering and shuttering including strutting, etc. and removal of form for: Small lintels not exceeding 1.5 m clear span, moulding as in cornices, window sills, string courses, bands, copings, bed plates, anchor blocks and the like (PRICE Code: 5.9.15) | 247.3 | sqm | PRICE Data | Others | Others
Centering and shuttering including strutting, etc. and removal of form for: Edges of slabs and breaks in floors and walls Under 20 cm wide (PRICE Code: 5.9.16.1) | 150.4 | metre | PRICE Data | Others | Others
Centering and shuttering including strutting, etc. and removal of form for: Edges of slabs and breaks in floors and walls Above 20 cm wide (PRICE Code: 5.9.16.2) | 640.1 | sqm | PRICE Data | Others | Others
Centering and shuttering including strutting, etc. and removal of form for: Cornices and mouldings. (PRICE Code: 5.9.17) | 642.6 | sqm | PRICE Data | Others | Others
Centering and shuttering including strutting, etc. and removal of form for: Small surfaces such as cantilever ends, brackets and ends of steps, caps and bases to pilasters and columns and the like (PRICE Code: 5.9.18) | 671.65 | sqm | PRICE Data | Others | Others
Centering and shuttering including strutting, etc. and removal of form for: Weather shade, Chajjas, corbels etc., including edges (PRICE Code: 5.9.19) | 665.65 | sqm | PRICE Data | Others | Others
Centering and shuttering including strutting, etc. and removal of form for: Suspended floors, roofs, landings, balconies and access platform with water proof ply 12 mm thick (PRICE Code: 5.9.20) | 676.5 | sqm | PRICE Data | Others | Others
Centering and shuttering including strutting, etc. and removal of form for: Lintels, beams, plinth beams, girders, bressumers and cantilevers with water proof ply 12 mm thick. (PRICE Code: 5.9.21) | 557 | sqm | PRICE Data | Others | Others
Providing and fixing tie bolt, spring coil and plastic cone in wall shuttering complete as per the direction of Engineer- in-Charge 2mm dia & 100 mm length (PRICE Code: 5.10.1) | 122.25 | set | PRICE Data | Others | Others
Providing and fixing tie bolt, spring coil and plastic cone in wall shuttering complete as per the direction of Engineer- in-Charge 12 mm dia & 150 mm length (PRICE Code: 5.10.2) | 133.85 | set | PRICE Data | Others | Others
Providing and fixing tie bolt, spring coil and plastic cone in wall shuttering complete as per the direction of Engineer- in-Charge 20 mm dia & 150 mm length (PRICE Code: 5.10.3) | 144.3 | set | PRICE Data | Others | Others
Providing and fixing tie bolt, spring coil and plastic cone in wall shuttering complete as per the direction of Engineer- in-Charge 20 mm dia & 225 mm length (PRICE Code: 5.10.4) | 155.95 | set | PRICE Data | Others | Others
Extra additional height in centering, shuttering where ever required with adequate bracing, propping etc. including cost of de-shuttering and decentering at all levels, over a height of 3.5m, for every additional height of 1 metre or part thereof (Plan area to be measured). Suspended floors, roofs, landing, beams and balconies (Plan area to be measured) (PRICE Code: 5.11.1) | 249.55 | sqm | PRICE Data | Others | Others
Providing, hoisting and fixing up to floor level precast reinforced cement concrete work in string courses, bands, copings, bed plates, anchor blocks, plain window sills and the like, including the cost of required centering, shuttering but excluding cost of reinforcement, with1:1.5:3 (1 cement : 1.5 coarse sand (Zone - III) : 3 graded stone aggregate 20 mm nominal size) (PRICE Code: 5.12) | 7714.45 | cum | PRICE Data | Others | Others
Providing, hoisting and fixing up to floor five level precast reinforced cement concrete in small lintels not exceeding 1.5 m clear span up to floor five level, including the cost of required centering, shuttering but excluding the cost of reinforcement, with 1:1.5:3 (1 cement : 1.5 coarse sand (Zone - III) : 3 graded stone aggregate 20 mm nominal size) (PRICE Code: 5.13) | 10820.55 | cum | PRICE Data | Others | Others
Providing, hoisting and fixing up to floor five level precast reinforced cement concrete in mouldings as in cornices, windows sills etc. including setting in cement mortar 1:3 ( 1 cement : 3 coarse sand) cost of required centering, shuttering but excluding the cost of reinforcement, with 1:1.5:3 (1 cement : 1.5 coarse sand (Zone - III) : 3 graded stone aggregate 20 mm nominal size) (PRICE Code: 5.14) | 12570 | cum | PRICE Data | Others | Others
Providing, hoisting and fixing up to floor five level precast reinforced cement concrete in lintels, beams and bressumers including setting in cement mortar 1:3 (1 cement : 3 coarse sand), cost of required centering and shuttering but excluding the cost of reinforcement with, 1:1.5:3 (1 cement : 1.5 coarse sand (Zone - III) : 3 graded stone aggregate 20 mm nominal size) (PRICE Code: 5.15) | 9854.5 | cum | PRICE Data | Others | Others
Providing, hoisting and fixing up to floor five level precast reinforced cement concrete in shelves including setting in cement mortar 1:3 ( 1 cement : 3 coarse sand), cost of required centering, shuttering and finishing with neat cement punning on exposed surfaces but excluding the cost of reinforcement, with 1:1.5:3 (1 cement : 1.5 coarse sand (Zone - III) : 3 graded stone aggregate 20 mm nominal size) (PRICE Code: 5.16) | 14927.15 | cum | PRICE Data | Others | Others
Providing, hoisting and fixing up to floor five level precast reinforced cement concrete in vertical & horizontal fins individually or forming box louvers setting in cement mortar 1:2 ( 1 cement : 2 coarse sand), including the cost of required centering, shuttering but excluding the cost of reinforcement, with 1:1.5:3 (1 cement : 1.5 coarse sand (Zone - III) : 3 graded stone aggregate 20 mm nominal size) (PRICE Code: 5.17) | 8636.9 | cum | PRICE Data | Others | Others
Providing precast cement concrete jali 1:2:4 ( 1 cement : 2 coarse sand : 4 graded stone aggregate 6 mm nominal size) reinforced with 1.6 mm dia mild steel wire including centering and shuttering, roughening cleaning, fixing and finishing in cement mortar 1:3 (1 cement : 3 fine sand ) etc. complete excluding plastering of the jambs, sills and soffits. 50 mm thick (PRICE Code: 5.18.1) | 1279.7 | sqm | PRICE Data | Others | Others
Providing precast cement concrete jali 1:2:4 ( 1 cement : 2 coarse sand : 4 graded stone aggregate 6 mm nominal size) reinforced with 1.6 mm dia mild steel wire including centering and shuttering, roughening cleaning, fixing and finishing in cement mortar 1:3 (1 cement : 3 fine sand ) etc. complete excluding plastering of the jambs, sills and soffits. 40 mm thick (PRICE Code: 5.18.2) | 1154.4 | sqm | PRICE Data | Others | Others
Providing precast cement concrete jali 1:2:4 ( 1 cement : 2 coarse sand : 4 graded stone aggregate 6 mm nominal size) reinforced with 1.6 mm dia mild steel wire including centering and shuttering, roughening cleaning, fixing and finishing in cement mortar 1:3 (1 cement : 3 fine sand ) etc. complete excluding plastering of the jambs, sills and soffits. 25 mm thick (PRICE Code: 5.18.3) | 1037.4 | sqm | PRICE Data | Others | Others
Encasing rolled steel sections, in beams and columns, with cement concrete 1:1.5:3 (1 cement : 1.5 coarse sand (Zone - III) : 3 graded stone aggregate 20 mm nominal size), including centering and shuttering complete but excluding cost of reinforcement. (PRICE Code: 5.19) | 11303.4 | cum | PRICE Data | Others | Others
Encasing rolled steel section in grillages with cement concrete 1:1.5:3 (1 cement: 1.5 coarse sand (Zone III) : 3 graded stone aggregate 12.5 mm nominal size), including centering and shuttering but excluding cost of expanded metal and hangers. (PRICE Code: 5.2) | 7110 | cum | PRICE Data | Others | Others
Extra for providing and fixing expanded metal mesh of size 20x60 mm and strands 3.25 mm wide 1.6 mm thick weighing 3.64 kg per sqm for encasing or rolled steel sections in beams, columns and grillages excluding cost of hangers. (PRICE Code: 5.21) | 385.4 | sqm | PRICE Data | Others | Others
Steel reinforcement for R.C.C work including straightening, cutting, bending, placing in position and binding all complete upto plinth level Mild steel and Medium Tensile steel bars (PRICE Code: 5.22.1) | 71.3 | kg | PRICE Data | Others | Others
Steel reinforcement for R.C.C work including straightening, cutting, bending, placing in position and binding all complete upto plinth level Hard drawn steel wire (PRICE Code: 5.22.2) | 74.35 | kilogram | PRICE Data | Others | Others
Steel reinforcement for R.C.C work including straightening, cutting, bending, placing in position and binding all complete upto plinth level Cold twisted bars (PRICE Code: 5.22.3) | 72.5 | kilogram | PRICE Data | Others | Others
Steel reinforcement for R.C.C work including straightening, cutting, bending, placing in position and binding all complete upto plinth level Hot rolled deformed bars (PRICE Code: 5.22.4) | 72.5 | kilogram | PRICE Data | Others | Others
Steel reinforcement for R.C.C work including straightening, cutting, bending, placing in position and binding all complete upto plinth level Hard drawn steel wire fabric (PRICE Code: 5.22.5) | 80 | kilogram | PRICE Data | Others | Others
Steel reinforcement for R.C.C work including straightening, cutting, bending, placing in position and binding all complete upto plinth level Thermo - Mechanically Treated bars of grade Fe-500D or more (PRICE Code: 5.22.6) | 72.5 | kilogram | PRICE Data | Others | Others
Smooth finishing of the exposed surface of RCC work with 6mm thick cement mortar 1:3 ( cement : 3 fine sand). (PRICE Code: 5.23) | 197.35 | sqm | PRICE Data | Others | Others
Extra for rendering smooth the top of suspended floors, landings and staircases (treads and risers) with cement mortar 1:2 ( 1 cement : 2 coarse sand) including a floating coat of neat cement and protecting the surface with a layer of 7.5 cm of earth laid over 15 mm of fine sand in case of suspended floor and bricks laid in mud mortar in case of landings and steps including subsequent removal and cleaning of the same. (PRICE Code: 5.24) | 108.6 | sqm | PRICE Data | Others | Others
Providing and fixing in position copper plate as per design for expansion joints. (PRICE Code: 5.25) | 632.15 | kg | PRICE Data | Others | Others
Providing and filling in position, blow bitumen in expansion joints. (PRICE Code: 5.26) | 53398.3 | cum | PRICE Data | Others | Others
Providing and fixing in position 12 mm thick bitumen impregnated fibre board conforming to IS: 1838, including cost of primer, sealing compound in expansion joints. (PRICE Code: 5.28) | 484.1 | per cm depth per 100 m | PRICE Data | Others | Others
Providing and fixing sheet covering over expansion joints with iron screws as per design. Non-asbestos fibre cement board 6mm thick as per IS: 14862 150 mm wide (PRICE Code: 5.29.1.1) | 165.4 | metre | PRICE Data | Others | Others
Providing and fixing sheet covering over expansion joints with iron screws as per design. 200 mm wide (PRICE Code: 5.29.1.2) | 222.45 | metre | PRICE Data | Others | Others
Providing and fixing sheet covering over expansion joints with iron screws as per design. Aluminium fluted strips 3.15 mm thick 150 mm wide (PRICE Code: 5.29.2.1) | 428.3 | metre | PRICE Data | Others | Others
Providing and fixing sheet covering over expansion joints with iron screws as per design. 200 mm wide (PRICE Code: 5.29.2.2) | 568.6 | metre | PRICE Data | Others | Others
Non-asbestos Cement bonded wood particle board 6mm thick as per IS : 14276 150 mm wide (PRICE Code: 5.29.3.1) | 162.65 | metre | PRICE Data | Others | Others
Non-asbestos Cement bonded wood particle board 6mm thick as per IS : 14276 200 mm wide (PRICE Code: 5.29.3.2) | 218.8 | metre | PRICE Data | Others | Others
Add for plaster drip course / groove in plastered surface or moulding to R.C.C. projections. (PRICE Code: 5.3) | 51.1 | metre | PRICE Data | Others | Others
Extra for laying reinforced cement concrete in or under water and /or liquid mud including cost of pumping or bailling out water and removing slush etc., complete. Note:- The quantity will be calculated by multiplying the depth measured from the subsoil water level upto the centre of gravity of the R.C.C. under subsoil water with the quantity of R.C.C. in cubic metre executed under subsoil water. The depth of centre of gravity shall be reconed correct to 0.1m. 0.05 m or more shall be taken as 0.1 and less than 0.05 m ignored. No extra payment shall be made for placing reinforcement or centering & shuttering under subsoil water conditions. (PRICE Code: 5.31) | 689.85 | cum | PRICE Data | Others | Others
Extra for laying reinforced cement concrete in or under foul positions. (PRICE Code: 5.32) | 292.15 | cum | PRICE Data | Others | Others
Providing and laying in position machine batched and machine mixed design mix M-25 grade cement concrete for reinforced cement concrete work, using cement content as per approved design mix, including pumping of concrete to site of laying but excluding the cost of centering, shuttering, finishing and reinforcement, including admixtures in recommended proportions as per IS: 9103 to accelerate, retard setting of concrete, improve workability without impairing strength and durability as per direction of Engineer - in-charge. Note:- Cement content considered in this item is @ 330 kg/ cum. Excess or less cement used as per design mix is payable or recoverable separately. All work upto plinth level (PRICE Code: 5.33.1) | 6942.65 | cum | PRICE Data | Others | Others
Providing and laying in position machine batched and machine mixed design mix M-25 grade cement concrete for reinforced cement concrete work, using cement content as per approved design mix, including pumping of concrete to site of laying but excluding the cost of centering, shuttering, finishing and reinforcement, including admixtures in recommended proportions as per IS: 9103 to accelerate, retard setting of concrete, improve workability without impairing strength and durability as per direction of Engineer - in-charge. Note:- Cement content considered in this item is @ 330 kg/ cum. Excess or less cement used as per design mix is payable or recoverable separately. All work above plinth level upto floor V level (PRICE Code: 5.33.2) | 8161.1 | cum | PRICE Data | Others | Others
Extra for providing richer mixes at all floor levels. Note:- Excess/less cement over the specified cement content used is payable/ recoverable separately. Providing M-30 grade concrete instead of M-25 grade BMC/RMC. (Note:- Cement content considered in M-30 is @ 340 kg/cum). (PRICE Code: 5.34.1) | 60.55 | cum | PRICE Data | Others | Others
Extra for providing richer mixes at all floor levels. Note:- Excess/less cement over the specified cement content used is payable/ recoverable separately. Providing M-35 grade concrete instead of M-25 grade BMC/RMC. (Note: Cement content considered in M-35 is @ 350 Kg/cum). (PRICE Code: 5.34.2) | 121.1 | cum | PRICE Data | Others | Others
Extra for providing richer mixes at all floor levels. Note:- Excess/less cement over the specified cement content used is payable/ recoverable separately. Providing M-40 grade concrete instead of M-25 grade BMC/RMC.(Note : Cement content considered in M-40 is @ 360 kg/cum). (PRICE Code: 5.34.3) | 181.65 | cum | PRICE Data | Others | Others
Add for using extra cement in the items of design mix over and above the specified cement content therein (PRICE Code: 5.35) | 584.5 | quintal | PRICE Data | Others | Others
Providing and placing in position precast reinforced cement concrete waffle units, square or rectangular as per design and shape for floors and roofs in 1:11/2:3 ( 1 cement : 1 1/2 coarse sand : 3 graded stone aggregate 10 mm nominal size), including flush or deep ruled pointing at joints in cement mortar 1:2 (1 cement : 2 Fine sand), making necessary holes of required sizes for carrying through service lines etc., providing steel hooks for lifting etc, form work in precasting, handling, hoisting, centering and erection complete for all floor levels but excluding the cost of reinforcement . (PRICE Code: 5.36) | 22122.75 | cum | PRICE Data | Others | Others
Providing and laying in position ready mixed M-25 grade concrete for reinforced cement concrete work, using cement content as per approved design mix, manufactured in fully automatic batching plant and transported to site of work in transit mixer for all leads, having continuous agitated mixer, manufactured as per mix design of specified grade for reinforced cement concrete work including pumping of R.M.C. from transit mixer to site of laying, excluding the cost of centering, shuttering finishing and reinforcement including cost of admixtures in recommended proportions as per IS: 9103 to accelerate/ retard setting of concrete, improve workability without impairing strength and durability as per direction of the Engineer - in -charge. Note:- Cement content considered in this item is @330 kg/cum. Excess /less cement used as per design mix is payable/recoverable separately. All wiork upto plinth level (PRICE Code: 5.37.1) | 7291.1 | cum | PRICE Data | Others | Others
Providing and laying in position ready mixed M-25 grade concrete for reinforced cement concrete work, using cement content as per approved design mix, manufactured in fully automatic batching plant and transported to site of work in transit mixer for all leads, having continuous agitated mixer, manufactured as per mix design of specified grade for reinforced cement concrete work including pumping of R.M.C. from transit mixer to site of laying, excluding the cost of centering, shuttering finishing and reinforcement including cost of admixtures in recommended proportions as per IS: 9103 to accelerate/ retard setting of concrete, improve workability without impairing strength and durability as per direction of the Engineer - in -charge. Note:- Cement content considered in this item is @330 kg/cum. Excess /less cement used as per design mix is payable/recoverable separately. All work above plinth level upto floor V level (PRICE Code: 5.37.2) | 8509.55 | cum | PRICE Data | Others | Others
Extra for R.C.C. /B.M.C/R.M.C. work above floor V level for each four floors or part thereof. (PRICE Code: 5.38) | 243.9 | cum | PRICE Data | Others | Others
Providing and laying in position ready mixed M-25 grade concrete for reinforced cement concrete work, using fly ash and cement content as per approved design mix, and manufactured in fully automatic batching plant and transported to site of work in transit mixer for all leads, having continuous agitated mixer, manufactured as per mix design of specified grade for reinforced cement concrete work, including pumping of R.M.C. from transit mixer to site of laying, excluding the cost of centering, shuttering, finishing and reinforcement, including cost of admixtures in recommended proportions as per IS : 9103 to accelerate/ retard setting of concrete, improve workability without impairing strength and durability as per direction of Engineer- in charge. Note:- (1) Cement content considered in this item is @330 kg/cum. Excess/less cement used as per design mix is payable/recoverable separately. (2) Fly ash conforming to grade I of IS:3812 (Part-1) only be used as part replacement of OPC as per IS: 456. Uniform blending with cement to be ensured in accordance with clause 5.2 and 5.2.1 of IS: 456-2000 in the items of BMC and RMC. All works up to Plinth level (PRICE Code: 5.40.1) | 7262.6 | cum | PRICE Data | Others | Others
Providing and laying in position ready mixed M-25 grade concrete for reinforced cement concrete work, using fly ash and cement content as per approved design mix, and manufactured in fully automatic batching plant and transported to site of work in transit mixer for all leads, having continuous agitated mixer, manufactured as per mix design of specified grade for reinforced cement concrete work, including pumping of R.M.C. from transit mixer to site of laying, excluding the cost of centering, shuttering, finishing and reinforcement, including cost of admixtures in recommended proportions as per IS : 9103 to accelerate/ retard setting of concrete, improve workability without impairing strength and durability as per direction of Engineer- in charge. Note:- (1) Cement content considered in this item is @330 kg/cum. Excess/less cement used as per design mix is payable/recoverable separately. (2) Fly ash conforming to grade I of IS:3812 (Part-1) only be used as part replacement of OPC as per IS: 456. Uniform blending with cement to be ensured in accordance with clause 5.2 and 5.2.1 of IS: 456-2000 in the items of BMC and RMC. All works above plinth & up to floor V level (PRICE Code: 5.40.2) | 8481.05 | cum | PRICE Data | Others | Others
Supplying and applying pre tested and approved water based concrete curing compound to concrete/masonry surface, all as per manufacturer's specification and direction of Engineer - in- charge. Non pigmented wet curing compound (PRICE Code: 5.41.1) | 46.8 | sqm | PRICE Data | Others | Others
Providing and fixing tapered/ parallel threaded couplers conforming to IS code on "Reinforcement Couplers for Mechanical Splices of Bars for Concrete Reinforcement - Specification", to reinforcement bars including threading, enlargement at connection by forging, protecting the prepared reinforcement bars and related operations as required to complete the works as per direction of Engineer-in-Charge. (The length of the bars in which coupler is to be provided should not be less than 4 metre, no deduction for labour and binding wire saved for not providing lap length shall be made). Coupler for 16 mm diameter reinforcement bar (PRICE Code: 5.42.1) | 84.9 | each | PRICE Data | Others | Others
Providing and fixing tapered/ parallel threaded couplers conforming to IS code on "Reinforcement Couplers for Mechanical Splices of Bars for Concrete Reinforcement - Specification", to reinforcement bars including threading, enlargement at connection by forging, protecting the prepared reinforcement bars and related operations as required to complete the works as per direction of Engineer-in-Charge. (The length of the bars in which coupler is to be provided should not be less than 4 metre, no deduction for labour and binding wire saved for not providing lap length shall be made). Coupler for 20 mm diameter reinforcement bar (PRICE Code: 5.42.2) | 117.45 | each | PRICE Data | Others | Others
Providing and fixing tapered/ parallel threaded couplers conforming to IS code on "Reinforcement Couplers for Mechanical Splices of Bars for Concrete Reinforcement - Specification", to reinforcement bars including threading, enlargement at connection by forging, protecting the prepared reinforcement bars and related operations as required to complete the works as per direction of Engineer-in-Charge. (The length of the bars in which coupler is to be provided should not be less than 4 metre, no deduction for labour and binding wire saved for not providing lap length shall be made). Coupler for 25 mm diameter reinforcement bar (PRICE Code: 5.42.3) | 169.7 | each | PRICE Data | Others | Others
Providing and fixing tapered/ parallel threaded couplers conforming to IS code on "Reinforcement Couplers for Mechanical Splices of Bars for Concrete Reinforcement - Specification", to reinforcement bars including threading, enlargement at connection by forging, protecting the prepared reinforcement bars and related operations as required to complete the works as per direction of Engineer-in-Charge. (The length of the bars in which coupler is to be provided should not be less than 4 metre, no deduction for labour and binding wire saved for not providing lap length shall be made). Coupler for 28 mm diameter reinforcement bar (PRICE Code: 5.42.4) | 198.4 | each | PRICE Data | Others | Others
Providing and fixing tapered/ parallel threaded couplers conforming to IS code on "Reinforcement Couplers for Mechanical Splices of Bars for Concrete Reinforcement - Specification", to reinforcement bars including threading, enlargement at connection by forging, protecting the prepared reinforcement bars and related operations as required to complete the works as per direction of Engineer-in-Charge. (The length of the bars in which coupler is to be provided should not be less than 4 metre, no deduction for labour and binding wire saved for not providing lap length shall be made). Coupler for 32 mm diameter reinforcement bar (PRICE Code: 5.42.5) | 239.4 | each | PRICE Data | Others | Others
Providing and fixing in position Stainless steel Grade 304 Plate 1.0 mm thick as per design for expansion joints. 200 mm wide (PRICE Code: 5.43.1) | 618 | each | PRICE Data | Others | Others
Providing and fixing in position Stainless steel Grade 304 Plate 1.0 mm thick as per design for expansion joints. 300 mm wide (PRICE Code: 5.43.2) | 873.55 | metre | PRICE Data | Others | Others
Providing and fixing of expansion joint system related with floor location as per drawings and direction of Engineer-In-Charge. The joints system will be of extruded aluminum base members, self aligning / self centering arrangement and support plates etc. as per ASTM B221-02. The system shall be such that it provides floor to floor /floor to wall expansion control system for various vertical localtion in load application areas that accommodates multi directional seismic movement without stress to it's components. System shall consist of metal profiles with a universal aluminum base member designed to accommodate various project conditions and finish floor treatments. The cover plate shall be designed of width and thickness required to satisfy projects movement and loading requirements and secured to base members by utilizing manufacturer’s pre-engineered self-centering arrangement that freely rotates / moves in all directions. The Self – centering arrangement shall exhibit circular sphere ends that lock and slide inside the corresponding aluminum extrusion cavity to allow freedom of movement and flexure in all directions including vertical displacement. Provision of Moisture Barrier Membrane in the Joint System to have watertight joint is mandatory requirement all as per the manufactures design and as approved by Engineer -in-Charge . (Material shall confirm to ASTM 6063). Floor Joint of 100 mm gap. (PRICE Code: 5.44.1) | 4857.05 | metre | PRICE Data | Others | Others
Providing and fixing of expansion joint system related with floor location as per drawings and direction of Engineer-In-Charge. The joints system will be of extruded aluminum base members, self aligning / self centering arrangement and support plates etc. as per ASTM B221-02. The system shall be such that it provides floor to floor /floor to wall expansion control system for various vertical localtion in load application areas that accommodates multi directional seismic movement without stress to it's components. System shall consist of metal profiles with a universal aluminum base member designed to accommodate various project conditions and finish floor treatments. The cover plate shall be designed of width and thickness required to satisfy projects movement and loading requirements and secured to base members by utilizing manufacturer’s pre-engineered self-centering arrangement that freely rotates / moves in all directions. The Self – centering arrangement shall exhibit circular sphere ends that lock and slide inside the corresponding aluminum extrusion cavity to allow freedom of movement and flexure in all directions including vertical displacement. Provision of Moisture Barrier Membrane in the Joint System to have watertight joint is mandatory requirement all as per the manufactures design and as approved by Engineer -in-Charge . (Material shall confirm to ASTM 6063). Floor Joint of 150 mm gap. (PRICE Code: 5.44.2) | 5945.95 | metre | PRICE Data | Others | Others
Providing and fixing of expansion joint system related with floor location as per drawings and direction of Engineer-In-Charge. The joints system will be of extruded aluminum base members, self aligning / self centering arrangement and support plates etc. as per ASTM B221-02. The system shall be such that it provides floor to floor /floor to wall expansion control system for various vertical localtion in load application areas that accommodates multi directional seismic movement without stress to it's components. System shall consist of metal profiles with a universal aluminum base member designed to accommodate various project conditions and finish floor treatments. The cover plate shall be designed of width and thickness required to satisfy projects movement and loading requirements and secured to base members by utilizing manufacturer’s pre-engineered self-centering arrangement that freely rotates / moves in all directions. The Self – centering arrangement shall exhibit circular sphere ends that lock and slide inside the corresponding aluminum extrusion cavity to allow freedom of movement and flexure in all directions including vertical displacement. Provision of Moisture Barrier Membrane in the Joint System to have watertight joint is mandatory requirement all as per the manufactures design and as approved by Engineer -in-Charge . (Material shall confirm to ASTM 6063). Floor Joint of 200 mm gap. (PRICE Code: 5.44.3) | 7615.6 | metre | PRICE Data | Others | Others
Providing and fixing of expansion joint system related with wall joint (internal/ external) location as per drawings and direction of Engineer-In-Charge. The joints shall be of extruded aluminum base members, self aligning / centering arrangement and support plates as per ASTM B221-02. The material shall be such that it provides an Expansion Joints System suitable for vertical wall to wall/ wall to corner application, both new and existing construction in office Buildings & complexes with no slipping down tendency amongst the components of the Joint System. The Joint System shall utilize light weight aluminum profiles exhibiting minimal exposed aluminum surfaces mechanically snap locking the multicellular to facilitate movement. (Material shall confirm to ASTM 6063). Wall Joint of 100 mm gap. (PRICE Code: 5.45.1) | 4044 | metre | PRICE Data | Others | Others
Providing and fixing of expansion joint system related with wall joint (internal/ external) location as per drawings and direction of Engineer-In-Charge. The joints shall be of extruded aluminum base members, self aligning / centering arrangement and support plates as per ASTM B221-02. The material shall be such that it provides an Expansion Joints System suitable for vertical wall to wall/ wall to corner application, both new and existing construction in office Buildings & complexes with no slipping down tendency amongst the components of the Joint System. The Joint System shall utilize light weight aluminum profiles exhibiting minimal exposed aluminum surfaces mechanically snap locking the multicellular to facilitate movement. (Material shall confirm to ASTM 6063). Wall Joint of 150 mm gap. (PRICE Code: 5.45.2) | 4552.15 | metre | PRICE Data | Others | Others
Providing and fixing of expansion joint system related with wall joint (internal/ external) location as per drawings and direction of Engineer-In-Charge. The joints shall be of extruded aluminum base members, self aligning / centering arrangement and support plates as per ASTM B221-02. The material shall be such that it provides an Expansion Joints System suitable for vertical wall to wall/ wall to corner application, both new and existing construction in office Buildings & complexes with no slipping down tendency amongst the components of the Joint System. The Joint System shall utilize light weight aluminum profiles exhibiting minimal exposed aluminum surfaces mechanically snap locking the multicellular to facilitate movement. (Material shall confirm to ASTM 6063). Wall Joint of 200 mm gap. (PRICE Code: 5.45.3) | 5292.6 | metre | PRICE Data | Others | Others
Providing and fixing of expansion joint system of approved make and manufactures for various roof locations as per approved drawings and direction of Engineer-In- Charge. The joints shall be of extruded aluminum base members with, self aligning and self centering arragement support plates asper ASTM B221-02. The system shall be such that it provides watertight roof to roof/roof to corner joint cover expansion control system that is capable of accommodating multidirectional seismic movement without stress to its components. System shall consist of metal profile that incorporates a universal aluminum base member designed to accommodate various project conditions and roof treatments. The cover plate shall be designed of width and thickness required to satisfy movement and loading requirements and secured to base members by utilizing manufacturer’s preengineered self-centering arrangement that freely rotates / moves in all directions. The Self centering arrangement shall exhibit circular sphere ends that lock and slide inside the corresponding aluminum extrusion cavity to allow freedom of movement and flexure in all directions including vertical displacement. The Joint System shall resists damage or deterioration from the impact of falling ice, exposure to UV, airborne contaminants and occasional foot traffic from maintenance personnel. Provision of Moisture Barrier Membrane in the Joint System to have water tight joint is mandatory requirement. Material shall confirm to ASTM 6063. Roof Joint of 100 mm gap. (PRICE Code: 5.46.1) | 4508.6 | metre | PRICE Data | Others | Others
Providing and fixing of expansion joint system of approved make and manufactures for various roof locations as per approved drawings and direction of Engineer-In- Charge. The joints shall be of extruded aluminum base members with, self aligning and self centering arragement support plates asper ASTM B221-02. The system shall be such that it provides watertight roof to roof/roof to corner joint cover expansion control system that is capable of accommodating multidirectional seismic movement without stress to its components. System shall consist of metal profile that incorporates a universal aluminum base member designed to accommodate various project conditions and roof treatments. The cover plate shall be designed of width and thickness required to satisfy movement and loading requirements and secured to base members by utilizing manufacturer’s preengineered self-centering arrangement that freely rotates / moves in all directions. The Self centering arrangement shall exhibit circular sphere ends that lock and slide inside the corresponding aluminum extrusion cavity to allow freedom of movement and flexure in all directions including vertical displacement. The Joint System shall resists damage or deterioration from the impact of falling ice, exposure to UV, airborne contaminants and occasional foot traffic from maintenance personnel. Provision of Moisture Barrier Membrane in the Joint System to have water tight joint is mandatory requirement. Material shall confirm to ASTM 6063. Roof Joint of 150 mm gap. (PRICE Code: 5.46.2) | 5016.75 | metre | PRICE Data | Others | Others
Providing and fixing of expansion joint system of approved make and manufactures for various roof locations as per approved drawings and direction of Engineer-In- Charge. The joints shall be of extruded aluminum base members with, self aligning and self centering arragement support plates asper ASTM B221-02. The system shall be such that it provides watertight roof to roof/roof to corner joint cover expansion control system that is capable of accommodating multidirectional seismic movement without stress to its components. System shall consist of metal profile that incorporates a universal aluminum base member designed to accommodate various project conditions and roof treatments. The cover plate shall be designed of width and thickness required to satisfy movement and loading requirements and secured to base members by utilizing manufacturer’s preengineered self-centering arrangement that freely rotates / moves in all directions. The Self centering arrangement shall exhibit circular sphere ends that lock and slide inside the corresponding aluminum extrusion cavity to allow freedom of movement and flexure in all directions including vertical displacement. The Joint System shall resists damage or deterioration from the impact of falling ice, exposure to UV, airborne contaminants and occasional foot traffic from maintenance personnel. Provision of Moisture Barrier Membrane in the Joint System to have water tight joint is mandatory requirement. Material shall confirm to ASTM 6063. Roof Joint of 200 mm gap. (PRICE Code: 5.46.3) | 5989.5 | metre | PRICE Data | Others | Others
Providing and fixing in position factory made precast RCC M-40 doors and win frames having excellent smooth finish as per IS:6523 with reinforcement of 3 Nos, 6 mm dia main bars tied with 3 mm M.S stirrups placed @ 200 mm CC nad 6 numbers high strength polymer blocks of required size for fixing hinges including providing 6 no specially designed M.S galvanised sleeves for accomodating 6 mm dia fully threaded bolts for fixing hold fast on vertical members, providing suitable arrangement for receiving sliding door bolts and tower bolt etc all complete, as per the direction of Engineer in charge. (The cost of hold fast and cc block of 1:3:6 mix is also included in the item.) The frame shall be measured in running meter correct to two places of decimal. Door frame 125 mm x 60 mm. (PRICE Code: 5.47.1) | 565.35 | metre | PRICE Data | Others | Others
Providing and fixing in position factory made precast RCC M-40 doors and win frames having excellent smooth finish as per IS:6523 with reinforcement of 3 Nos, 6 mm dia main bars tied with 3 mm M.S stirrups placed @ 200 mm CC nad 6 numbers high strength polymer blocks of required size for fixing hinges including providing 6 no specially designed M.S galvanised sleeves for accomodating 6 mm dia fully threaded bolts for fixing hold fast on vertical members, providing suitable arrangement for receiving sliding door bolts and tower bolt etc all complete, as per the direction of Engineer in charge. (The cost of hold fast and cc block of 1:3:6 mix is also included in the item.) The frame shall be measured in running meter correct to two places of decimal. Door frame 100 mm x 60 mm. (PRICE Code: 5.47.2) | 525.8 | metre | PRICE Data | Others | Others
Providing and fixing in position factory made precast RCC M-40 doors and win frames having excellent smooth finish as per IS:6523 with reinforcement of 3 Nos, 6 mm dia main bars tied with 3 mm M.S stirrups placed @ 200 mm CC nad 6 numbers high strength polymer blocks of required size for fixing hinges including providing 6 no specially designed M.S galvanised sleeves for accomodating 6 mm dia fully threaded bolts for fixing hold fast on vertical members, providing suitable arrangement for receiving sliding door bolts and tower bolt etc all complete, as per the direction of Engineer in charge. (The cost of hold fast and cc block of 1:3:6 mix is also included in the item.) The frame shall be measured in running meter correct to two places of decimal. Door frame 85 mm x 60mm (PRICE Code: 5.47.3) | 504.95 | metre | PRICE Data | Others | Others
Providing and laying Reinforced cement concrete for construction of piers, abutments, portal frames, pier caps and bearing pedestals and seismic arresters over pier/ abutment caps at all locations with specified grade using Ordinary Portland Cement (conforming to strength requirement of IS:8112) including the cost of steel centering and shuttering etc. complete including testing of materials etc. for casting pier & pier cap in one/two stage, necessary tools, plants, machinery and all related operations as required to complete the work as per drawings and Specifications with all leads, lifts and depths true to level and position but excluding the cost of providing reinforcement. Reinforcement shall be measured and paid separately. Cement content considered in this item is 480 kg/cum. Excess/less cement used as per design mix is payable/recoverable separately. Reinforced Cement Concrete M50. (PRICE Code: 5.48.1) | 6445.85 | cum | PRICE Data | Others | Others
Providing and laying Reinforced cement concrete for construction of piers, abutments, portal frames, pier caps and bearing pedestals and seismic arresters over pier/ abutment caps at all locations with specified grade using Ordinary Portland Cement (conforming to strength requirement of IS:8112) including the cost of steel centering and shuttering etc. complete including testing of materials etc. for casting pier & pier cap in one/two stage, necessary tools, plants, machinery and all related operations as required to complete the work as per drawings and Specifications with all leads, lifts and depths true to level and position but excluding the cost of providing reinforcement. Reinforcement shall be measured and paid separately. Cement content considered in this item is 480 kg/cum. Excess/less cement used as per design mix is payable/recoverable separately. Reinforced Cement Concrete M60. (PRICE Code: 5.48.2) | 7536.6 | cum | PRICE Data | Others | Others
Providing and laying Reinforced cement concrete for construction of piers, abutments, portal frames, pier caps and bearing pedestals and seismic arresters over pier/ abutment caps at all locations with specified grade using Ordinary Portland Cement (conforming to strength requirement of IS:8112) including the cost of steel centering and shuttering etc. complete including testing of materials etc. for casting pier & pier cap in one/two stage, necessary tools, plants, machinery and all related operations as required to complete the work as per drawings and Specifications with all leads, lifts and depths true to level and position but excluding the cost of providing reinforcement. Reinforcement shall be measured and paid separately. Cement content considered in this item is 480 kg/cum. Excess/less cement used as per design mix is payable/recoverable separately. Extra for using M50/M60 grade self-compacting Reinforced Cement Concrete. (PRICE Code: 5.48.3) | 649.85 | cum | PRICE Data | Others | Others
Providing and laying Reinforced cement concrete for construction of piers, abutments, portal frames, pier caps and bearing pedestals and seismic arresters over pier/ abutment caps at all locations with specified grade using Ordinary Portland Cement (conforming to strength requirement of IS:8112) including the cost of steel centering and shuttering etc. complete including testing of materials etc. for casting pier & pier cap in one/two stage, necessary tools, plants, machinery and all related operations as required to complete the work as per drawings and Specifications with all leads, lifts and depths true to level and position but excluding the cost of providing reinforcement. Reinforcement shall be measured and paid separately. Cement content considered in this item is 480 kg/cum. Excess/less cement used as per design mix is payable/recoverable separately. M60 grade Self-compacting Reinforced Cement Concrete. (PRICE Code: 5.48.3x) | 8186.45 | cum | PRICE Data | Others | Others
Constructing cast-in situ RCC diaphragm wall by providing and laying machine batched, machine mixed, self compacting, ready mix reinforced cement concrete, tramie controlled, of M 30 grade using minimum 400 kg. cement per cum of concrete including providing and mixing required admixtures in recommended proportions as per IS : 9103, as approved by the Engineer-in-charge, for achieving 150- 200mm slump, for diaphragm wall having thickness as per approved structural design not exceeding 600 mm, in pannels of required depth and lengths as per approved drawing, including constructing necessary guide walls as required and as specified including boring in all kinds of soils and rocks, including working in or under water and / or liquid mud, in foul conditions and pumping or bailing out of water and removing slush, including disposal of earth/ rock / slush etc. for all leads and all lifts, including preparing, providing and re-circulating bentonite slurry in the trench as and when required for all depths, including agitating bentonite slurry during trenching etc., providing and fixing stop ends or form tubes, upto the required depth of diaphragm wall including extracting the same after casting, including chipping off the bentonite adulterated concrete or unsound concrete up to the cut off level for obtaining the sound concrete, dressing undulations on the exposed face of diaphragm wall after excavation by chipping / chiseling etc. including filling the depression/ cavities with sound concrete etc. complete and as directed by the Engineer-in-charge, including providing recess for bearing plates and fixing insert boxes for inclined rock anchors etc. complete as per the specifications and approved design and as directed by the Engineer-in- charge, .but excluding the cost of reinforcement and inserts. (rates include cost of all inputs of labour, material and T & P, cost of handling, lifting & placing in position the reinforcement cage in the trench, including the additional cost of welding the reinforcement bars etc. involved in the work and all other incidental expenditure for completing the work as directed by the Engineer-in-charge), However, the actual area of the diaphragm wall, correct to two places of decimal, from design bottom level to the design cut off level (including portion anchored in the rock upto the design bottom level) only shall be measured for payment. Excess/less cement used for design mix including the extra cement required for under water concreting is payable / recoverable separately. (PRICE Code: 5.49) | 14429 | cum | PRICE Data | Others | Others
Steel reinforcement for R.C.C work including straightening, cutting, bending, placing in position and binding all complete above plinth level. Mild steel and Medium Tensile steel bars (PRICE Code: 5.22A.1) | 71.3 | kilogram | PRICE Data | Others | Others
Steel reinforcement for R.C.C work including straightening, cutting, bending, placing in position and binding all complete above plinth level. Hard drawn steel wire (PRICE Code: 5.22A.2) | 74.35 | kilogram | PRICE Data | Others | Others
Steel reinforcement for R.C.C work including straightening, cutting, bending, placing in position and binding all complete above plinth level. Cold twisted bars (PRICE Code: 5.22A.3) | 72.5 | kilogram | PRICE Data | Others | Others
Steel reinforcement for R.C.C work including straightening, cutting, bending, placing in position and binding all complete above plinth level. Hot rolled deformed bars (PRICE Code: 5.22A.4) | 72.5 | kilogram | PRICE Data | Others | Others
Steel reinforcement for R.C.C work including straightening, cutting, bending, placing in position and binding all complete above plinth level. Hard drawn steel wire fabric (PRICE Code: 5.22A.5) | 80 | kilogram | PRICE Data | Others | Others
Steel reinforcement for R.C.C work including straightening, cutting, bending, placing in position and binding all complete above plinth level. Thermo - Mechanically Treated bars of grade Fe-500D or more (PRICE Code: 5.22A.6) | 72.5 | kg | PRICE Data | Others | Others
Steel reinforcement for R.C.C. work ready to use "cut and bend" rebars of approved make from factory/workshop to construction site including placing in position and binding all complete upto plinth level Thermo-Mechanically Treated bars of grade Fe-500D or more. (PRICE Code: 5.22B.1) | 6742.1 | quintal | PRICE Data | Others | Others
Steel reinforcement for R.C.C. work ready to use "cut and bend" rebars of approved make from factory/workshop to construction site including placing in position and binding all complete above plinth level. Steel reinforcement for R.C.C. work ready to use "cut and bend" rebars of approved make from factory/workshop to construction site including placing in position and binding all complete above plinth level. (PRICE Code: 5.22C.1) | 6742.1 | quintal | PRICE Data | Others | Others
Providing and laying Reinforced cement concrete for construction of piers, abutments, portal frames, pier caps and bearing pedestals and seismic arresters over pier/ abutment caps at all locations with specified grade using Ordinary Portland Cement (conforming to strength requirement of IS:8112) including the cost of steel centering and shuttering etc. complete including testing of materials etc. for casting pier & pier cap in one/two stage, necessary tools, plants, machinery and all related operations as required to complete the work as per drawings and Specifications with all leads, lifts and depths true to level and position but excluding the cost of providing reinforcement. Reinforcement shall be measured and paid separately. Cement content considered in this item is 480 kg/cum. Excess/less cement used as per design mix is payable/recoverable separately. Annexure for item 5.48.1 , Providing M 50 grade Reinforced cement Concrete data for 120.00 cum. (PRICE Code: 5.48X) | 592482.2 | each | PRICE Data | Others | Others
Providing and laying Reinforced cement concrete for construction of piers, abutments, portal frames, pier caps and bearing pedestals and seismic arresters over pier/ abutment caps at all locations with specified grade using Ordinary Portland Cement (conforming to strength requirement of IS:8112) including the cost of steel centering and shuttering etc. complete including testing of materials etc. for casting pier & pier cap in one/two stage, necessary tools, plants, machinery and all related operations as required to complete the work as per drawings and Specifications with all leads, lifts and depths true to level and position but excluding the cost of providing reinforcement. Reinforcement shall be measured and paid separately. Cement content considered in this item is 480 kg/cum. Excess/less cement used as per design mix is payable/recoverable separately. Annexure for item 5.48.2 , Providing M 60 grade Reinforced cement Concrete data for 120.00 cum. (PRICE Code: 5.48Y) | 692740.4 | each | PRICE Data | Others | Others
Annexure for item 5.48.3, Extra for using M 60 grade Self Compacting Reinforced cement Concrete data for 120.00 cum. (PRICE Code: 5.48Z) | 752474.7 | each | PRICE Data | Others | Others
Brick work with common burnt clay F.P.S (non modular) bricks of class designation 7.5 in foundation and plinth in: Cement mortar 1:4 (1 cement : 4 coarse sand) (PRICE Code: 6.1.1) | 5535.4 | cum | PRICE Data | Others | Others
Brick work with common burnt clay F.P.S (non modular) bricks of class designation 7.5 in foundation and plinth in: Cement mortar 1:6 (1 cement : 6 coarse sand) (PRICE Code: 6.1.2) | 5345.45 | cum | PRICE Data | Others | Others
Brick work with common burnt clay modular bricks of class designation 7.5 in foundation and plinth in: Cement mortar 1:4 (1 cement : 4 coarse sand) (PRICE Code: 6.2.1) | 4770.5 | cum | PRICE Data | Others | Others
Brick work with common burnt clay modular bricks of class designation 7.5 in foundation and plinth in: Cement Mortar 1:6 (1 cement : 6 coarse sand) (PRICE Code: 6.2.2) | 4603.3 | cum | PRICE Data | Others | Others
Brick work with common burnt clay machine moulded perforated bricks of classdesignation 12.5 conforming to IS: 2222 in superstructure above plinth level up tofloor five level in cement mortar 1:6 (1 cement : 6 coarse sand): With F.P.S. ( non modular ) bricks(from floor 2 level up to floor 5 level) (PRICE Code: 6.3.1) | 6704.25 | cum | PRICE Data | Others | Others
Brick work with common burnt clay machine moulded perforated bricks of classdesignation 12.5 conforming to IS: 2222 in superstructure above plinth level up tofloor five level in cement mortar 1:6 (1 cement : 6 coarse sand): With Modular bricks(from floor 2 level up to floor 5 level) (PRICE Code: 6.3.2) | 6512.25 | cum | PRICE Data | Others | Others
Brick work with common burnt clay F.P.S. (non modular) bricks of class designation 7.5 in superstructure above plinth level up to floor V level in all shapes and sizes in: Cement mortar 1:4 ( 1 cement : 4 coarse sand)(from floor 2 level up to floor 5 level) (PRICE Code: 6.4.1) | 6779.45 | cum | PRICE Data | Others | Others
Brick work with common burnt clay F.P.S. (non modular) bricks of class designation 7.5 in superstructure above plinth level up to floor V level in all shapes and sizes in: Cement mortar 1:6 (1 cement : 6 coarse sand)(from floor 2 level up to floor 5 level) (PRICE Code: 6.4.2) | 6589.5 | cum | PRICE Data | Others | Others
Extra for brick work/ AAC block masonry/Tile brick masonry in super structure above floor V level, for each four floors or part thereof by mechanical means. (PRICE Code: 6.5) | 205.45 | cum | PRICE Data | Others | Others
Extra for forming cavity 5 cm 7.5cm wide in cavity walls with necessary weep and vent holes including use of cores and cost of providing and fixing bitumastic coated M.S. tiles 300 mm long of 25x3 mm section at not less than 3 ties per sqm as per approved design. (PRICE Code: 6.6) | 153 | sqm | PRICE Data | Others | Others
Providing half brick masonry with common burnt clay F.P.S. (non modular) bricks of class designation 7.5 in cement mortar 1:3 (1 cement : 3 coarse sand) in superstructure for closing cavity 5 to 7.5 cm wide in cavity wall complete with 10 cm/ 11.4 cm wide bitumen felt type 3 grade 1. (PRICE Code: 6.7) | 220.5 | metre | PRICE Data | Others | Others
Brick work 7 cm thick with common burnt clay F.P.S. (non modular ) brick of class designation 7.5 in cement mortar 1:3 (1 cement : 3 coarse sand ) in superstructure above plinth level and upto floor five level.(from floor 2 level up to floor 5 level) (PRICE Code: 6.8) | 650.85 | sqm | PRICE Data | Others | Others
Brick work in plain arches in superstructure above plinth level and upto floor five level including centering and shuttering complete for span up to 6 metres with common burnt clay F.P.S. (non modular)bricks of class designation 7.5 in cement mortar 1:3 (1 cement: 3 coarse sand).(from floor 2 level up to floor 5 level) (PRICE Code: 6.9) | 10723.9 | cum | PRICE Data | Others | Others
Brick work in gauged arches in superstructure above plinth level and upto floor five level in cement mortar 1:3 (1 cement : 3 coarse sand) including centering and shuttering complete, for span up to 6 meters with common burnt clay F.P.S. (non modular) bricks of class designation 7.5.(from floor 2 level up to floor 5 level) (PRICE Code: 6.1) | 13336 | cum | PRICE Data | Others | Others
Extra fir additional cost of centering for arches exceeding 6 m span including all shuttering, bolting, wedging and removal ( Area of the soffit to be measured). (PRICE Code: 6.11) | 486.75 | sqm | PRICE Data | Others | Others
Half brick masonry with common burnt clay F.P.S. (non modular) bricks of class designation 7.5 in foundations and plinth in: Cement mortar 1:3 (1 cement : 3 coarse sand) (PRICE Code: 6.12.1) | 693 | sqm | PRICE Data | Others | Others
Half brick masonry with common burnt clay F.P.S. (non modular) bricks of class designation 7.5 in foundations and plinth in: Cement mortar 1:4 ( 1 cement : 4 coarse sand) (PRICE Code: 6.12.2) | 671.7 | sqm | PRICE Data | Others | Others
Half brick masonry with common burnt clay F.P.S. (non modular) bricks of class designation 7.5 in superstructure above plinth level up to floor V level. Cement mortar 1:3 (1 cement : 3 coarse sand)(from floor 2 level up to floor 5 level) (PRICE Code: 6.13.1) | 830.45 | sqm | PRICE Data | Others | Others
Half brick masonry with common burnt clay F.P.S. (non modular) bricks of class designation 7.5 in superstructure above plinth level up to floor V level. Cement mortar 1:4 (1 cement : 4 coarse sand)(from floor 2 level up to floor 5 level) (PRICE Code: 6.13.2) | 809.2 | sqm | PRICE Data | Others | Others
Extra for half brick masonry in superstructure, above floor V level for every four floors or part thereof by mechanical means. (PRICE Code: 6.14) | 18.2 | sqm | PRICE Data | Others | Others
Extra for providing and placing in position 2 Nos 6 mm dia M.S bars at every third course of half brick masonry. (PRICE Code: 6.15) | 69.55 | sqm | PRICE Data | Others | Others
Tile brick masonry with common burnt clay tile bricks of class designation 10 in foundation and plinth in: Cement mortar 1:4 (1 cement : 4 coarse sand) (PRICE Code: 6.16.1) | 8378.3 | cum | PRICE Data | Others | Others
Tile brick masonry with common burnt clay tile bricks of class designation 10 in foundation and plinth in: Cement mortar 1:6 (1 cement : 6 coarse sand) (PRICE Code: 6.16.2) | 8074.4 | cum | PRICE Data | Others | Others
Tile brick masonry with common burnt clay machine moulded tile bricks of class designation 12.5 conforming to IS: 2690 (Part I) in foundation and plinth in cement mortar 1:6 ( 1 cement : 6 coarse sand). (PRICE Code: 6.17) | 8435.4 | cum | PRICE Data | Others | Others
Tile brick masonry with common burnt clay tile bricks of class designation 10 in superstructure above plinth level up to floor V level in cement mortar 1:6 (1 cement : 6 coarse sand)(from floor 2 level up to floor 5 level) (PRICE Code: 6.18) | 9382.95 | cum | PRICE Data | Others | Others
Tile brick masonry with common burnt clay F.P.S. (non modular) tile bricks of class designation 10 in plain arch work in superstructure above plinth and and upto floor five level in cement mortar 1:4 (1 cement : 4 coarse sand) including centering and shuttering complete.(from floor 2 level up to floor 5 level) (PRICE Code: 6.2) | 13500.5 | cum | PRICE Data | Others | Others
Tile brick masonry with common burnt clay F.P.S ( non modular) tile bricks of class designation 10 in gauged arch work in superstructure above plinth and upto floor five level in cement mortar 1:4 ( 1 cement : 4 coarse sand ) including centering and shuttering complete.(from floor 2 level up to floor 5 level) (PRICE Code: 6.21) | 16118.9 | cum | PRICE Data | Others | Others
Tile Brick masonry work 5 cm thick with common burnt clay F.P.S. ( non modular) tile bricks of class designation 10 in cement mortar 1:3 (1 cement : 3 coarse sand) in superstructure above plinth and upto floor five level.(from floor 2 level up to floor 5 level) (PRICE Code: 6.22) | 671.25 | sqm | PRICE Data | Others | Others
Honey-comb brick work 10/11.4 cm thick with common burnt clay bricks of class designation 7.5 in super structure above plinth level upto floor V level with cement mortar 1:4 (1 cement : 4 coarse sand). (PRICE Code: 6.23) | 515.8 | sqm | PRICE Data | Others | Others
Extra for laying brick work in or under water and or liquid mud including cost of pumping or bailing out water and removing slush etc. complete. Note:- The quantity will be calculated by multiplying the depth measured from sub-soil water level upto the centre of gravity of brick work under sub-soil water with the quantity of brick work in cum excuted under the sub-soil water. The depth of centre of gravity shall be reconed correct to 0.1m 0.05 m or more shall be taken as 0.1 m and less than 0.05 m ignored. (PRICE Code: 6.24) | 689.85 | cum per m depth | PRICE Data | Others | Others
Extra for laying brick work in or under foul position (PRICE Code: 6.25) | 292.15 | cum | PRICE Data | Others | Others
Brick work with common burnt clay selected F.P.S (non modular ) bricks of class designation 7.5 in exposed brick work including making horizontal and vertical grooves 10 mm wide 12 mm deep complete in cement mortar 1:6 ( 1 cement : 6 coarse sand) From ground level upto plinth level (PRICE Code: 6.26.1) | 5490.3 | cum | PRICE Data | Others | Others
Brick work with common burnt clay selected F.P.S (non modular ) bricks of class designation 7.5 in exposed brick work including making horizontal and vertical grooves 10 mm wide 12 mm deep complete in cement mortar 1:6 ( 1 cement : 6 coarse sand) Above plinth level and upto floor V level(from floor 2 level up to floor 5 level) (PRICE Code: 6.26.2) | 6799.15 | cum | PRICE Data | Others | Others
Brick work with common burnt clay modular bricks of class designation 7.5 in exposed brick work including making horizontal and vertical grooves 10 mm wide 12mm deep complete in cement mortar 1:6 (1 cement : 6 coarse sand). From ground level upto plinth level (PRICE Code: 6.27.1) | 4635 | cum | PRICE Data | Others | Others
Brick work with common burnt clay modular bricks of class designation 7.5 in exposed brick work including making horizontal and vertical grooves 10 mm wide 12mm deep complete in cement mortar 1:6 (1 cement : 6 coarse sand). Above plinth level and upto floor V level(from floor 2 level up to floor 5 level) (PRICE Code: 6.27.2) | 5879.1 | cum | PRICE Data | Others | Others
Brick work with common burnt clay machine moulded modular bricks of class designation 12.5 in exposed brick work including making horizontal and vertical grooves 10 mm wide 12 mm deep complete in cement mortar 1:6 (1 cement : 6 coarse sand). From ground level upto plinth level (PRICE Code: 6.28.1) | 5200.7 | cum | PRICE Data | Others | Others
Brick work with common burnt clay machine moulded modular bricks of class designation 12.5 in exposed brick work including making horizontal and vertical grooves 10 mm wide 12 mm deep complete in cement mortar 1:6 (1 cement : 6 coarse sand). Above plinth level and upto floor V level(from floor 2 level up to floor 5 level) (PRICE Code: 6.28.2) | 6444.75 | cum | PRICE Data | Others | Others
Brick work with common burnt clay machine moulded F.P.S. (non modular) bricks of class designation 12.5 in exposed brick work including making horizontal and vertical grooves 10 mm wide 12 mm deep complete in cement mortar 1:6 ( 1 cement : 6 coarse sand) From ground level upto plinth level (PRICE Code: 6.29.1) | 5664.05 | cum | PRICE Data | Others | Others
Brick work with common burnt clay machine moulded F.P.S. (non modular) bricks of class designation 12.5 in exposed brick work including making horizontal and vertical grooves 10 mm wide 12 mm deep complete in cement mortar 1:6 ( 1 cement : 6 coarse sand) Above plinth level and upto floor V level(from floor 2 level up to floor 5 level) (PRICE Code: 6.29.2) | 6858.7 | cum | PRICE Data | Others | Others
Brick work with common burnt clay machine moulded F.P.S. (non modular) bricks of class designation 12.5 in exposed brick work including making horizontal and vertical grooves 10 mm wide 12 mm deep complete in cement mortar 1:6 ( 1 cement : 6 coarse sand) Above plinth level below floor 2 level (PRICE Code: 6.29.2A) | 6126.35 | cum | PRICE Data | Others | Others
Brick work with common burnt clay machine moulded perforated F.P.S. (non modular) bricks of class designation 12.5 conforming IS : 2222 in exposed brick work including making horizontal and vertical grooves 10 mm wide 12 mm deep complete in cement mortar 1:6 (1 cement : 6 coarse sand). From ground level upto plinth level. (PRICE Code: 6.30.1) | 5491.9 | cum | PRICE Data | Others | Others
Brick work with common burnt clay machine moulded perforated F.P.S. (non modular) bricks of class designation 12.5 conforming IS : 2222 in exposed brick work including making horizontal and vertical grooves 10 mm wide 12 mm deep complete in cement mortar 1:6 (1 cement : 6 coarse sand). Above plinth level and upto floor V level(from floor 2 level up to floor 5 level) (PRICE Code: 6.30.2) | 6735.95 | cum | PRICE Data | Others | Others
Brick work with common burnt clay machine moulded perforated modular bricks of class designation 12.5 conforming to IS : 2222 in exposed brick work including making horizontal and vertical grooves 10 mm wide 12 mm deep complete in cement mortar 1:6 (1 cement : 6 coarse sand) From ground level upto plinth level (PRICE Code: 6.31.1) | 5313.8 | cum | PRICE Data | Others | Others
Brick work with common burnt clay machine moulded perforated modular bricks of class designation 12.5 conforming to IS : 2222 in exposed brick work including making horizontal and vertical grooves 10 mm wide 12 mm deep complete in cement mortar 1:6 (1 cement : 6 coarse sand) Above plinth level and upto floor V level(from floor 2 level up to floor 5 level) (PRICE Code: 6.31.2) | 6557.85 | cum | PRICE Data | Others | Others
Brick work with clay flyash F.P.S. ( non modular ) bricks of class designation 7.5 in superstructure above plinth level up to floor five level in: Cement mortar 1:4 (1 cement : 4 coarse sand)(from floor 2 level up to floor 5 level) (PRICE Code: 6.32.1) | 6920.45 | cum | PRICE Data | Others | Others
Brick work with clay flyash F.P.S. ( non modular ) bricks of class designation 7.5 in superstructure above plinth level up to floor five level in: Cement mortar 1:6 (1 cement : 6 coarse sand)(from floor 2 level up to floor 5 level) (PRICE Code: 6.32.2) | 6730.5 | cum | PRICE Data | Others | Others
Brick work with non modular fly ash lime bricks (FALG Bricks) conforming to IS: 12894, class designation 10 average compressive strength in super structure above plinth level up to floor V level in: Cement mortar 1:4 (1 cement : 4 coarse sand)(from floor 2 level up to floor 5 level) (PRICE Code: 6.34.1) | 6487.75 | cum | PRICE Data | Others | Others
Brick work with non modular fly ash lime bricks (FALG Bricks) conforming to IS: 12894, class designation 10 average compressive strength in super structure above plinth level up to floor V level in: Cement mortar 1:6 (1 cement : 6 coarse sand)(from floor 2 level up to floor 5 level) (PRICE Code: 6.34.2) | 6320.55 | cum | PRICE Data | Others | Others
Brick work with modular calcium silicate bricks machine moulded conforming to IS:4139, class designation 10 average compressive strength in super structure above plinth level up to floor V level in: Cement mortar 1:4 (1 cement : 4 coarse sand)(from floor 2 level up to floor 5 level) (PRICE Code: 6.35.1) | 7109.95 | cum | PRICE Data | Others | Others
Brick work with modular calcium silicate bricks machine moulded conforming to IS:4139, class designation 10 average compressive strength in super structure above plinth level up to floor V level in: Cement mortar 1:6 ( 1 cement : 6 coarse sand)(from floor 2 level up to floor 5 level) (PRICE Code: 6.35.2) | 6942.8 | cum | PRICE Data | Others | Others
Brick work with modular extruded burnt fly ash clay sewer bricks (Conforming to IS: 4885) in foundation and plinth: Cement Mortar 1:4 ( 1 cement : 4 coarse sand) (PRICE Code: 6.36.1) | 5562.4 | cum | PRICE Data | Others | Others
Brick work with modular extruded burnt fly ash clay sewer bricks (conforming to IS : 4885) in arches in foundation and plinth in cement mortar 1:3 (1 cement : 3 fine sand). (PRICE Code: 6.37) | 9818.45 | cum | PRICE Data | Others | Others
Providing and laying autoclaved aerated cement blocks masonry with 100 mm thick AAC blocks in super structure above floor 2 level up to floorV level in cement mortar 1:4 (1 cement :4 coarse sand). The rate includes providing and placing in position 2 Nos 6 mm dia M.S. bars at every third course of masonry work. (PRICE Code: 6.38) | 7142.75 | cum | PRICE Data | Others | Others
Providing and laying Gypsum panel partitions 100 mm thick with water proof Gypsum panels of size 666x500x100 mm, made of calcite phosphor Gypsum fixed with tongue and groove, jointed with bonding plaster as per manufacturers specifications in superstructure above plinth level up to floor V level. Gypsum blocks will have a minimum compressive strength of 9.3 kg/cm2 (PRICE Code: 6.4) | 740.9 | sqm | PRICE Data | Others | Others
Extra for Gypsum panel partitions in superstructure above floor V level for every four floors or part thereof. (PRICE Code: 6.41) | 112.1 | sqm | PRICE Data | Others | Others
Brick edging 7 cm wide 11.4 cm deep to plinth protection with common burnt clay F.P.S. (non modular) bricks of class designation 7.5 including grouting with cement mortar 1:4 (1 cement : 4 fine sand). (PRICE Code: 6.44) | 45.15 | metre | PRICE Data | Others | Others
Half brick masonry with non modular fly ash lime Gypsum bricks (FALG bricks) of class designation 10, conforming to IS: 12894, in super structure above plinth and upto floor V level. Cement mortar 1: 3 (1 cement : 3 coarse sand)(from floor 2 level up to floor 5 level) (PRICE Code: 6.45.1) | 817.35 | sqm | PRICE Data | Others | Others
Half brick masonry with non modular fly ash lime Gypsum bricks (FALG bricks) of class designation 10, conforming to IS: 12894, in super structure above plinth and upto floor V level. Cement mortar 1 : 4 (1 cement : 4 coarse sand)(from floor 2 level up to floor 5 level) (PRICE Code: 6.45.2) | 796.05 | sqm | PRICE Data | Others | Others
Providing and laying autoclaved aerated cement blocks masonry with 150mm/ 230mm/300 mm thick AAC blocks in super structure above plinth level up to floor V level with RCC band at sill level and lintel level with approved block laying polymer modified adhesive mortar all complete as per direction of Engineer-in-Charge. (The payment of RCC band and reinforcement shall be made for seperately). (PRICE Code: 6.47) | 5761.7 | cum | PRICE Data | Others | Others
Random rubble masonry with hard stone in foundation and plinth including levelling up with cement concrete 1:6:12 (1 cement : 6 coarse sand : 12 graded stone aggregate 20 mm nominal size) up to plinth level with: Cement mortar 1:6 (1 cement : 6 coarse sand) (PRICE Code: 7.1.1) | 5313.65 | cum | PRICE Data | Others | Others
Random rubble masonry with hard stone in superstructure above plinth level and upto floor five level, including leveling up with cement concrete 1:6:12 (1 cement : 6 coarse sand : 12 graded stone aggregate 20 mm nominal size) at window sills, ceiling level and the like. Cement mortar 1:6 (1 cement : 6 coarse sand) (PRICE Code: 7.2.1) | 6555.35 | cum | PRICE Data | Others | Others
Extra for random rubble masonry with hard stone in: Squre or rectangular pillars (PRICE Code: 7.4.1) | 632.4 | cum | PRICE Data | Others | Others
Extra for random rubble masonry with hard stone in: Circular pillars (PRICE Code: 7.4.2) | 1758.35 | cum | PRICE Data | Others | Others
Extra for random rubble masonry with hard stone curved on plan for a mean radius not exceeding 6 m. (PRICE Code: 7.5) | 698.4 | cum | PRICE Data | Others | Others
Coursed rubble masonry (first sort) with hard stone in foundation and plinth with: Cement mortar 1:6 (1 cement : 6 coarse sand) (PRICE Code: 7.6.1) | 6347.85 | cum | PRICE Data | Others | Others
Coursed rubble masonry (second sort) with hard stone in foundation & plinth with: Cement mortar 1:6 (1 cement : 6 coarse sand) (PRICE Code: 7.7.1) | 5907.85 | cum | PRICE Data | Others | Others
Coursed rubble masonry with hard stone (first or second sort) in superstructure above plinth level and upto floor five level. Masonry work (first sort), in cement mortar 1:6 (1 cement : 6 coarse sand) (PRICE Code: 7.8.1) | 7568.3 | cum | PRICE Data | Others | Others
Coursed rubble masonry with hard stone (first or second sort) in superstructure above plinth level and upto floor five level. Masonry work (second sort), in cement mortar 1:6 (1 cement : 6 coarse sand) (PRICE Code: 7.8.2) | 7128.25 | cum | PRICE Data | Others | Others
Extra for coursed rubble masonry with hard stone (first or second sort) in : Square or rectangular pillars (PRICE Code: 7.10.1) | 703.4 | cum | PRICE Data | Others | Others
Extra for coursed rubble masonry with hard stone (first or second sort) in : Circular pillars (PRICE Code: 7.10.2) | 1998.1 | cum | PRICE Data | Others | Others
Extra for coursed rubble masonry with hard stone (first or second sort) curved on plan for a mean radius not exceeding 6 m (PRICE Code: 7.11) | 759.9 | cum | PRICE Data | Others | Others
Stone work in plain ashlar in super structure upto floor five level in cement mortar 1:6 (1 cement : 6 coarse sand) including pointing with cement mortar 1:2 (1 white cement : 2 stone dust) with an admixture of pigment matching the stone shade: One face dressed Red sand stone (PRICE Code: 7.12.1.1) | 40917 | cum | PRICE Data | Others | Others
Stone work in plain ashlar in super structure upto floor five level in cement mortar 1:6 (1 cement : 6 coarse sand) including pointing with cement mortar 1:2 (1 white cement : 2 stone dust) with an admixture of pigment matching the stone shade: White sand stone (PRICE Code: 7.12.1.2) | 60425 | cum | PRICE Data | Others | Others
Stone work in plain ashlar in super structure upto floor five level in cement mortar 1:6 (1 cement : 6 coarse sand) including pointing with cement mortar 1:2 (1 white cement : 2 stone dust) with an admixture of pigment matching the stone shade: Both faces dressed Red sand stone (PRICE Code: 7.12.2.1) | 55801 | cum | PRICE Data | Others | Others
Stone work in plain ashlar in super structure upto floor five level in cement mortar 1:6 (1 cement : 6 coarse sand) including pointing with cement mortar 1:2 (1 white cement : 2 stone dust) with an admixture of pigment matching the stone shade: Both faces dressed White sand stone (PRICE Code: 7.12.2.2) | 75310 | cum | PRICE Data | Others | Others
Stone work plain ashlar in arches in superstructure upto floor V level in cement morter 1:3 (1 cement : 3 coarse sand) including centring, shuttering and pointing with white cement mortar 1:2 (1 white cement : 2 stone dust) with and admixture of pigment matching the stone shade. One face dressed Red sand stone (PRICE Code: 7.13.1.1) | 45931 | cum | PRICE Data | Others | Others
Stone work plain ashlar in arches in superstructure upto floor V level in cement morter 1:3 (1 cement : 3 coarse sand) including centring, shuttering and pointing with white cement mortar 1:2 (1 white cement : 2 stone dust) with and admixture of pigment matching the stone shade. White sand stone (PRICE Code: 7.13.1.2) | 65437 | cum | PRICE Data | Others | Others
Stone work plain ashlar in arches in superstructure upto floor V level in cement morter 1:3 (1 cement : 3 coarse sand) including centring, shuttering and pointing with white cement mortar 1:2 (1 white cement : 2 stone dust) with and admixture of pigment matching the stone shade. Both faces dressed Red sand stone (PRICE Code: 7.13.2.1) | 60815 | cum | PRICE Data | Others | Others
Stone work plain ashlar in arches in superstructure upto floor V level in cement morter 1:3 (1 cement : 3 coarse sand) including centring, shuttering and pointing with white cement mortar 1:2 (1 white cement : 2 stone dust) with and admixture of pigment matching the stone shade. White sand stone (PRICE Code: 7.13.2.2) | 80323 | cum | PRICE Data | Others | Others
Stone work plain ashlar in domes, in super structure upto floor V level in cement mortar 1:3 (1 cement : 3 coarse sand) including centring, shuttering and pointing with white cement mortar 1:2 (1 white cement : 2 stone dust) with an admixture of pigment matching the stone shade. One face dressed Red sand stone (PRICE Code: 7.14.1.1) | 72517 | cum | PRICE Data | Others | Others
Stone work plain ashlar in domes, in super structure upto floor V level in cement mortar 1:3 (1 cement : 3 coarse sand) including centring, shuttering and pointing with white cement mortar 1:2 (1 white cement : 2 stone dust) with an admixture of pigment matching the stone shade. White sand stone (PRICE Code: 7.14.1.2) | 92024 | cum | PRICE Data | Others | Others
Stone work plain ashlar in domes, in super structure upto floor V level in cement mortar 1:3 (1 cement : 3 coarse sand) including centring, shuttering and pointing with white cement mortar 1:2 (1 white cement : 2 stone dust) with an admixture of pigment matching the stone shade. Both faces dressed Red sand stone (PRICE Code: 7.14.2.1) | 109428 | cum | PRICE Data | Others | Others
Stone work plain ashlar in domes, in super structure upto floor V level in cement mortar 1:3 (1 cement : 3 coarse sand) including centring, shuttering and pointing with white cement mortar 1:2 (1 white cement : 2 stone dust) with an admixture of pigment matching the stone shade. White sand stone (PRICE Code: 7.14.2.2) | 128937 | cum | PRICE Data | Others | Others
Stone work ashlar punched (ordinary) in superstructure upto floor five level in cement mortar 1:6 ( 1 white cement : 6 coarse sand) including pointing with cement mortar 1:2 ( 1 white cement : 2 stone dust) with an admixture of pigment matching the stone shade. One face punched Red sand stone (PRICE Code: 7.15.1.1) | 38630 | cum | PRICE Data | Others | Others
Stone work ashlar punched (ordinary) in superstructure upto floor five level in cement mortar 1:6 ( 1 white cement : 6 coarse sand) including pointing with cement mortar 1:2 ( 1 white cement : 2 stone dust) with an admixture of pigment matching the stone shade. White sand stone (PRICE Code: 7.15.1.2) | 58138 | cum | PRICE Data | Others | Others
Stone work ashlar punched (ordinary) in superstructure upto floor five level in cement mortar 1:6 ( 1 white cement : 6 coarse sand) including pointing with cement mortar 1:2 ( 1 white cement : 2 stone dust) with an admixture of pigment matching the stone shade. Both faced punched Red sand stone (PRICE Code: 7.15.2.1) | 51228 | cum | PRICE Data | Others | Others
Stone work ashlar punched (ordinary) in superstructure upto floor five level in cement mortar 1:6 ( 1 white cement : 6 coarse sand) including pointing with cement mortar 1:2 ( 1 white cement : 2 stone dust) with an admixture of pigment matching the stone shade. White sand stone (PRICE Code: 7.15.2.2) | 70736 | cum | PRICE Data | Others | Others
Extra for stone work, Random Rubble/ Coursed Rubble masonry/Ashlar Masonry above floor V level for every four floors or part thereof. (PRICE Code: 7.16) | 1296 | cum | PRICE Data | Others | Others
Extra for plain ashlar or ashlar punched in. Square or rectangular pillars. (PRICE Code: 7.17.1) | 2084 | cum | PRICE Data | Others | Others
Extra for stone work; plain ashlar or ashlar punched curved on plan with a mean radius not exceeding 6m (PRICE Code: 7.18) | 1449 | cum | PRICE Data | Others | Others
Stone work ashlar sunk or moulded or sunk and moulded upto floor five level in cement mortar 1:6 (1 cement : 6 coarse sand) including pointing with white cement mortar 1:2 (1 white cement : 2 stone dust) with an admixture of pigment matching the stone shade: Red sand stone (PRICE Code: 7.20.1) | 58798 | cum | PRICE Data | Others | Others
Stone work ashlar sunk or moulded or sunk and moulded upto floor five level in cement mortar 1:6 (1 cement : 6 coarse sand) including pointing with white cement mortar 1:2 (1 white cement : 2 stone dust) with an admixture of pigment matching the stone shade: White sand stone (PRICE Code: 7.20.2) | 78307 | cum | PRICE Data | Others | Others
Extra for stone work ashair sunk or moulded or sunk and moulded or carved in: Triangular or Square or rectangular pillars (PRICE Code: 7.21.1) | 2717 | cum | PRICE Data | Others | Others
Extra for stone work ashair sunk or moulded or sunk and moulded or carved in: Circular or polygonal pillars (PRICE Code: 7.21.2) | 7700 | cum | PRICE Data | Others | Others
Extra for stone work (veneer work) curved on plan with a mean radius not exceeding 6m (PRICE Code: 7.24) | 2084 | cum | PRICE Data | Others | Others
Providing and fixing stone dowels 10x5x2.50 cm cut to double wedge shape as per design in cement mortar 1:2 (1 cement :2 coarse sand) including making the necessary chases. (PRICE Code: 7.26) | 39.75 | each | PRICE Data | Others | Others
Providing and fixing sloping chajja of stone 40 mm thick and upto 80 cm wide beyond the wall as measured along the slope in cement mortar 1:4 (1 cement : 4 coarse sand) with 12 mm diameter anchoring steel bar, 45 cm long,fixed in each stone and supported on and including with brick cove in cement mortar1:4 (1 cement : 4 coarse sand)including pointing in cement mortar 1:2 (1 white cement : 2 stone dust) with an admixture of pigment matching the stone shade: Red sand Stone With common burnt clay F.P.S.(non modular) bricks of class designation 7.5 (PRICE Code: 7.28.1.1) | 1806.75 | sqm | PRICE Data | Others | Others
Providing and fixing sloping chajja of stone 40 mm thick and upto 80 cm wide beyond the wall as measured along the slope in cement mortar 1:4 (1 cement : 4 coarse sand) with 12 mm diameter anchoring steel bar, 45 cm long,fixed in each stone and supported on and including with brick cove in cement mortar1:4 (1 cement : 4 coarse sand)including pointing in cement mortar 1:2 (1 white cement : 2 stone dust) with an admixture of pigment matching the stone shade: White Sand stone: With common burnt clay F.P.S.(non modular) bricks of class designation 7.5 (PRICE Code: 7.28.2.1) | 1806.75 | sqm | PRICE Data | Others | Others
Providing and fixing horizontal chajja of stone 40 mm thick and upto 80 cm projection in cement mortar 1:4 (1 cement : 4 coarse sand) including pointing in white cement mortar 1:2 (1 white cement : 2 stone dust) with an admixture of pigment matching the stone shade: Red sand stone (PRICE Code: 7.29.1) | 1134.4 | sqm | PRICE Data | Others | Others
Providing and fixing horizontal chajja of stone 40 mm thick and upto 80 cm projection in cement mortar 1:4 (1 cement : 4 coarse sand) including pointing in white cement mortar 1:2 (1 white cement : 2 stone dust) with an admixture of pigment matching the stone shade: White sand stone (PRICE Code: 7.29.2) | 1134.4 | sqm | PRICE Data | Others | Others
30 mm red sand stone sun - shade (chisel-dressed) supported on red sand stone brackets, fixed in walls with cement mortar 1.4 (1 cement: 4 coarse sand), including finishing complete. (PRICE Code: 7.3) | 1351.15 | sqm | PRICE Data | Others | Others
Providing and fixing red sand stone brackets 55x22.5x45 cm sunk and moulded including providing and fixing with 4 Nos gun metal cramp 25x6 mm 30 cm long and dowel bars 7.5 cm long 6 mm dia as per design. (PRICE Code: 7.31) | 4369.15 | each | PRICE Data | Others | Others
Stone work plain in Copings,Cornices, String courses and plinth courses, upto 75mm thick in cement mortar 1:6 (1 cement : 6 coarse sand) including pointing with white cement mortar 1:2 (1 white cement : 2 stone dust) with an admixture of pigment matching the stone shade. Red sand stone (PRICE Code: 7.32.1) | 57650.35 | cum | PRICE Data | Others | Others
Stone work plain in Copings,Cornices, String courses and plinth courses, upto 75mm thick in cement mortar 1:6 (1 cement : 6 coarse sand) including pointing with white cement mortar 1:2 (1 white cement : 2 stone dust) with an admixture of pigment matching the stone shade. White sand stone (PRICE Code: 7.32.2) | 77160 | cum | PRICE Data | Others | Others
Providing and fixing stone jali 40 mm thick throughout in cement mortar 1:3 (1 cement : 3 coarse sand), including pointing in white cement mortar 1:2 (1 White cement : 2 stone dust) with an admixture of pigment, matching the stone shade, jali slab without any chamfers etc. Red sand stone (PRICE Code: 7.33.1) | 9749.4 | sqm | PRICE Data | Others | Others
Providing and fixing stone jali 40 mm thick throughout in cement mortar 1:3 (1 cement : 3 coarse sand), including pointing in white cement mortar 1:2 (1 White cement : 2 stone dust) with an admixture of pigment, matching the stone shade, jali slab without any chamfers etc. White sand stone (PRICE Code: 7.33.2) | 9749.4 | sqm | PRICE Data | Others | Others
Extra for laying stone work in or under water and/ or liquid mud including cost of pumping or bailing out water and removing slush etc. complete. Note:- The quantity will be calculated by multiplying the depth measure from sub-soil water level upto the centre of gravity of stone work under sub-soil water with the quantity of stone work in cum executed under the sub-soil water. The depth of centre of gravity shall be reconed correct to 0.1 m. 0.05 m or more shall be taken as 0.1 m and less than 0.05 m ignored. (PRICE Code: 7.34) | 689.85 | cum per m depth | PRICE Data | Others | Others
Extra for laying stone work in or under foul position. (PRICE Code: 7.35) | 292.15 | cum | PRICE Data | Others | Others
Stone tile work for wall lining upto 10 m height with special adhesive over 12mm thick bed of cement mortar 1:3 (1 cement :3 coarse sand), including pointing in white cement with an admixture of pigment to match the stone shade. 8 mm thick (mirror polished and machine cut edge) Granite stone of any colour and shade (PRICE Code: 7.38.1.1) | 2202.8 | sqm | PRICE Data | Others | Others
Stone tile work for wall lining upto 10 m height with special adhesive over 12mm thick bed of cement mortar 1:3 (1 cement :3 coarse sand), including pointing in white cement with an admixture of pigment to match the stone shade. 8 mm thick (mirror polished and machine cut edge) Raj Nagar plain white marble / udaipur green marble/ Zebra black marble (PRICE Code: 7.38.1.2) | 1964.7 | sqm | PRICE Data | Others | Others
Marble work gang saw cut (polished and machine cut) of thickness 18 mm for wall lining ( veneer work), backing filled with a grout of 12 mm thick average in cement mortar 1:3 ( 1 cement : 3 coarse sand), including pointing with white cement mortar 1:2 ( 1 white cement : 2 marble dust) with an admixture of pigment to match the marble shade ( To be secured to the backing by means of cramps, which shall be paid for separately). Raj Nagar Plain white marble/ Udaipur green marble/ Zerbra black marble. Area of slab upto 0.50 sqm. (PRICE Code: 8.1.1.1) | 3854 | sqm | PRICE Data | Others | Others
Marble work gang saw cut (polished and machine cut) of thickness 18 mm for wall lining ( veneer work), backing filled with a grout of 12 mm thick average in cement mortar 1:3 ( 1 cement : 3 coarse sand), including pointing with white cement mortar 1:2 ( 1 white cement : 2 marble dust) with an admixture of pigment to match the marble shade ( To be secured to the backing by means of cramps, which shall be paid for separately). Area of slab over 0.50 sqm (PRICE Code: 8.1.1.2) | 4007 | sqm | PRICE Data | Others | Others
Providing and fixing 18 mm thick gang saw cut, mirror, polished, premoulded and prepolished, machine cut for kitchen platforms, vanity counters, window sills, facias and similar locations, of required size, approved shade, colour and texture laid over 20 mm thick base cement mortar 1:4 ( 1 cement : 4 coarse sand), joints treated with white cement, mixed with matching pigment, epoxy touch ups, including rubbing, curing, moulding and polishing to edges to give high gloss finish etc. complete at all levels. Raj Nagar Plain white marble/ Udaipur green marble/Zebra black marble Area of slab upto 0.50 sqm (PRICE Code: 8.2.1.1) | 2411.15 | sqm | PRICE Data | Others | Others
Providing and fixing 18 mm thick gang saw cut, mirror, polished, premoulded and prepolished, machine cut for kitchen platforms, vanity counters, window sills, facias and similar locations, of required size, approved shade, colour and texture laid over 20 mm thick base cement mortar 1:4 ( 1 cement : 4 coarse sand), joints treated with white cement, mixed with matching pigment, epoxy touch ups, including rubbing, curing, moulding and polishing to edges to give high gloss finish etc. complete at all levels. Area of slab over 0.50 sqm (PRICE Code: 8.2.1.2) | 2216.05 | sqm | PRICE Data | Others | Others
Providing and fixing 18 mm thick gang saw cut, mirror, polished, premoulded and prepolished, machine cut for kitchen platforms, vanity counters, window sills, facias and similar locations, of required size, approved shade, colour and texture laid over 20 mm thick base cement mortar 1:4 ( 1 cement : 4 coarse sand), joints treated with white cement, mixed with matching pigment, epoxy touch ups, including rubbing, curing, moulding and polishing to edges to give high gloss finish etc. complete at all levels. Granite of any colour and shade Area of slab upto 0.50 sqm (PRICE Code: 8.2.2.1) | 3661.2 | sqm | PRICE Data | Others | Others
Providing and fixing 18 mm thick gang saw cut, mirror, polished, premoulded and prepolished, machine cut for kitchen platforms, vanity counters, window sills, facias and similar locations, of required size, approved shade, colour and texture laid over 20 mm thick base cement mortar 1:4 ( 1 cement : 4 coarse sand), joints treated with white cement, mixed with matching pigment, epoxy touch ups, including rubbing, curing, moulding and polishing to edges to give high gloss finish etc. complete at all levels. Area of slab over 0.50 sqm (PRICE Code: 8.2.2.2) | 3479.15 | sqm | PRICE Data | Others | Others
Providing edge moulding to 18 mm thick marble stone counters, vanities etc., including machine polishing to edge to give high gloss finish etc. complete as per design approved by Engineer -in-Charge. Marble work (PRICE Code: 8.3.1) | 191.3 | metre | PRICE Data | Others | Others
Providing edge moulding to 18 mm thick marble stone counters, vanities etc., including machine polishing to edge to give high gloss finish etc. complete as per design approved by Engineer -in-Charge. Granite work (PRICE Code: 8.3.2) | 326.6 | metre | PRICE Data | Others | Others
Extra for fixing marble/ granite stone, over and above corresponding basic item, in facia and drops of width upto 150 mm with epoxy resin based adhesive, including cleaning etc. complete. (PRICE Code: 8.4) | 377 | metre | PRICE Data | Others | Others
Extra for providing opening or required size & shape for wash basin/kitchen sink in kitchen platform, vanity counter and similar location in marble/granite/ stone work, including necessary holes for pillar taps etc. including moulding, rubbing and polishing of cut edges etc. complete. (PRICE Code: 8.5) | 637.65 | each | PRICE Data | Others | Others
Mirror polishing on marble work/ granite work/stone work where ever required to give high gloss finish complete. (PRICE Code: 8.6) | 319.45 | sqm | PRICE Data | Others | Others
Providing and fixing cramps of required size & shape in RCC/ CC/ Brick masonry backing with cement mortar 1:2 ( 1 cement : 2 coarse sand), including drilling necessary hole in stones and embedding the cramp in the hole ( fastener to be paid separately). Gunmetal cramps (PRICE Code: 8.7.1) | 545.05 | kg | PRICE Data | Others | Others
Providing and fixing cramps of required size & shape in RCC/ CC/ Brick masonry backing with cement mortar 1:2 ( 1 cement : 2 coarse sand), including drilling necessary hole in stones and embedding the cramp in the hole ( fastener to be paid separately). Stainless steel cramps (PRICE Code: 8.7.2) | 531.8 | kg | PRICE Data | Others | Others
Providing and fixing expansion hold fasteners on C.C./R.C.C./Brick masonry surface backing including drilling necessary holes and the cost of bolt etc complete. Wedge expansion type Fastener with threaded dia 6 mm (PRICE Code: 8.8.1.1) | 28.65 | no | PRICE Data | Others | Others
Fastener with threaded dia 10 mm (PRICE Code: 8.8.1.2) | 28.95 | no | PRICE Data | Others | Others
Providing and fixing expansion hold fasteners on C.C./R.C.C./Brick masonry surface backing including drilling necessary holes and the cost of bolt etc complete. Fastener with threaded dia 12 mm (PRICE Code: 8.8.1.3) | 47.8 | no | PRICE Data | Others | Others
Stone tile (polished) work for wall lining over 12 mm thick bed of cement mortar 1:3 ( 1 cement : 3 coarse sand) and cement slurry @ 3.3 kg/sqm including pointing in white cement complete. 8 mm thick Raj nagar plain white marble/ Udaipur green marble/Zebra black marble (PRICE Code: 8.9.1.1) | 2183.7 | sqm | PRICE Data | Others | Others
Stone tile (polished) work for wall lining over 12 mm thick bed of cement mortar 1:3 ( 1 cement : 3 coarse sand) and cement slurry @ 3.3 kg/sqm including pointing in white cement complete. Granite of any colour and shade (PRICE Code: 8.9.1.2) | 2540.85 | sqm | PRICE Data | Others | Others
Providing and fixing stone slab with table rubbed, edges rounded and polished, of size 75x50 cm deep and 1.8 cm thick, fixed in urinal partitions by cutting a chase of appropriate width with chase cutter and embedding the stone in the chase with epoxy grout or with cement concrete 1:2:4 (1 cement : 2 coarse sand : 4 graded stone aggregate 6 mm nominal size) as per direction of Engineer-in Charge and finished smooth. White Agaria Marble Stone (PRICE Code: 8.10.1) | 2792.7 | sqm | PRICE Data | Others | Others
Providing and fixing stone slab with table rubbed, edges rounded and polished, of size 75x50 cm deep and 1.8 cm thick, fixed in urinal partitions by cutting a chase of appropriate width with chase cutter and embedding the stone in the chase with epoxy grout or with cement concrete 1:2:4 (1 cement : 2 coarse sand : 4 graded stone aggregate 6 mm nominal size) as per direction of Engineer-in Charge and finished smooth. Granite Stone of approved shade (PRICE Code: 8.10.2) | 2792.7 | sqm | PRICE Data | Others | Others
Providing and fixing machine cut, mirror/ eggshell polished, Marble stone work for wall lining (veneer work) including dado, skirting, risers of steps, etc., in required design and pattern wherever require, stones of different finished surface texture, on 12 mm (average) thick cement mortar 1:3 (1 cement : 3 coarse sand) laid and jointed with white cement slurry @ 3.3 kg/sqm including pointing with white cement slurry admixed with pigment of matching shade, including rubbing, curing, polishing etc. all complete as per Architectural drawings, and as directed by the Engineer-in-charge. a. 18mm thick Italian Marble stone slab, Perlato, Rosso verona, Fire Red or Dark Emperadore, etc. (PRICE Code: 8.11) | 7660.1 | sqm | PRICE Data | Others | Others
Stone work (machine cut edges) for wall lining etc. (veneer work) upto 10 metre height, backing filled with a grout of average 12 mm thick cement mortar 1:3 (1 cement : 3 coarse sand) including pointing in white cement mortar 1:2 (1 white cement : 2 stone dust) with an admixture of pigment matching the stone shade : (To be secured to the backing and the sides by means of cramps and pins which shall be paid for separately) : Red sand stone - exposed face fine dressed with rough backing. 70 mm thick (PRICE Code: 8.14.1.1) | 3872.65 | sqm | PRICE Data | Others | Others
Stone work (machine cut edges) for wall lining etc. (veneer work) upto 10 metre height, backing filled with a grout of average 12 mm thick cement mortar 1:3 (1 cement : 3 coarse sand) including pointing in white cement mortar 1:2 (1 white cement : 2 stone dust) with an admixture of pigment matching the stone shade : (To be secured to the backing and the sides by means of cramps and pins which shall be paid for separately) : Red sand stone - exposed face fine dressed with rough backing. 60 mm thick (PRICE Code: 8.14.1.2) | 3747.05 | sqm | PRICE Data | Others | Others
Stone work (machine cut edges) for wall lining etc. (veneer work) upto 10 metre height, backing filled with a grout of average 12 mm thick cement mortar 1:3 (1 cement : 3 coarse sand) including pointing in white cement mortar 1:2 (1 white cement : 2 stone dust) with an admixture of pigment matching the stone shade : (To be secured to the backing and the sides by means of cramps and pins which shall be paid for separately) : Red sand stone - exposed face fine dressed with rough backing. 50 mm thick (PRICE Code: 8.14.1.3) | 3621.65 | sqm | PRICE Data | Others | Others
Stone work (machine cut edges) for wall lining etc. (veneer work) upto 10 metre height, backing filled with a grout of average 12 mm thick cement mortar 1:3 (1 cement : 3 coarse sand) including pointing in white cement mortar 1:2 (1 white cement : 2 stone dust) with an admixture of pigment matching the stone shade : (To be secured to the backing and the sides by means of cramps and pins which shall be paid for separately) : Red sand stone - exposed face fine dressed with rough backing. 40 mm thick (PRICE Code: 8.14.1.4) | 3495.8 | sqm | PRICE Data | Others | Others
Stone work (machine cut edges) for wall lining etc. (veneer work) upto 10 metre height, backing filled with a grout of average 12 mm thick cement mortar 1:3 (1 cement : 3 coarse sand) including pointing in white cement mortar 1:2 (1 white cement : 2 stone dust) with an admixture of pigment matching the stone shade : (To be secured to the backing and the sides by means of cramps and pins which shall be paid for separately) : Red sand stone - exposed face fine dressed with rough backing. 30 mm thick (PRICE Code: 8.14.1.5) | 3370.05 | sqm | PRICE Data | Others | Others
Red sand stone - Exposed face machine cut and table rubbed with rough backing. 70 mm thick (PRICE Code: 8.14.2.1) | 5343.05 | sqm | PRICE Data | Others | Others
Red sand stone - Exposed face machine cut and table rubbed with rough backing. 60 mm thick (PRICE Code: 8.14.2.2) | 5217.45 | sqm | PRICE Data | Others | Others
Red sand stone - Exposed face machine cut and table rubbed with rough backing. 50 mm thick (PRICE Code: 8.14.2.3) | 5092.1 | sqm | PRICE Data | Others | Others
Red sand stone - Exposed face machine cut and table rubbed with rough backing. 40 mm thick (PRICE Code: 8.14.2.4) | 4966.2 | sqm | PRICE Data | Others | Others
Red sand stone - Exposed face machine cut and table rubbed with rough backing. 30 mm thick (PRICE Code: 8.14.2.5) | 4840.45 | sqm | PRICE Data | Others | Others
White sand stone - exposed face fine dressed with rough backing 70 mm thick (PRICE Code: 8.14.3.1) | 5238.55 | sqm | PRICE Data | Others | Others
White sand stone - exposed face fine dressed with rough backing 60 mm thick (PRICE Code: 8.14.3.2) | 4917.85 | sqm | PRICE Data | Others | Others
White sand stone - exposed face fine dressed with rough backing 50 mm thick (PRICE Code: 8.14.3.3) | 4597.85 | sqm | PRICE Data | Others | Others
White sand stone - exposed face fine dressed with rough backing 40 mm thick (PRICE Code: 8.14.3.4) | 4275.55 | sqm | PRICE Data | Others | Others
White sand stone - exposed face fine dressed with rough backing 30 mm thick (PRICE Code: 8.14.3.5) | 3955.3 | sqm | PRICE Data | Others | Others
White sand stone - Exposed face machine cut and table rubbed with rough backing. 70 mm thick (PRICE Code: 8.14.4.1) | 6708.95 | sqm | PRICE Data | Others | Others
White sand stone - Exposed face machine cut and table rubbed with rough backing. 60 mm thick (PRICE Code: 8.14.4.2) | 6388.25 | sqm | PRICE Data | Others | Others
White sand stone - Exposed face machine cut and table rubbed with rough backing. 50 mm thick (PRICE Code: 8.14.4.3) | 6068.25 | sqm | PRICE Data | Others | Others
White sand stone - Exposed face machine cut and table rubbed with rough backing. 40 mm thick (PRICE Code: 8.14.4.4) | 5745.95 | sqm | PRICE Data | Others | Others
White sand stone - Exposed face machine cut and table rubbed with rough backing. 30 mm thick (PRICE Code: 8.14.4.5) | 5425.7 | sqm | PRICE Data | Others | Others
Gang saw cut stone 30 mm thick White sand stone (PRICE Code: 8.14.5.1) | 2213.5 | sqm | PRICE Data | Others | Others
Gang saw cut stone 30mm thick Red sand stone (PRICE Code: 8.14.5.2) | 2048.85 | sqm | PRICE Data | Others | Others
Providing and fixing stainless steel cramps of required size and shape for anchoring stone wall lining to the backing or securing adjacent stones in stone wall lining in cement mortar 1:2 (1 cement : 2 coarse sand), including making the necessary chases in stone and holes in walls wherever required. (PRICE Code: 8.15) | 531.8 | kg | PRICE Data | Others | Others
Providing and fixing copper pins 7.5 cm long 6 mm diameter for securing adjacent stones in stone wall lining in cement mortar 1:2 (1 cement : 2 coarse sand), including making the necessary chases. (PRICE Code: 8.16) | 31.4 | each | PRICE Data | Others | Others
Wall lining butch work upto 10m height with Dholpur stone 40 mm thick rough facing on the exposed surface with stone strips of minimum length 300 mm and required width, including embedding every tenth layer and bottom most layer in masonry or concrete after making necessary chases of size 75x75 mm and by providing layer of 75 mm thick strips i/c 12 mm thick bed of cement mortar 1:3 (1 Cement : 3 coarse sand) i/c ruled pointing in cement mortar 1:2 (1 white cement : 2 stone dust) with an admixture of pigment to match the shade of stone complete as per direction of Engineer-in-charge. (PRICE Code: 8.17) | 2073.05 | sqm | PRICE Data | Others | Others
Stone work (machine cut edges Veneer work) for wall lining upto 10 m height, backing filled with a grout of 12 mm thick cement mortar 1:3 (1 Cement : 3 coarse sand) and jointed with Cement mortar 1:2 (1 cement : 2 stone dust), including rubbing and polishing complete. (To be secured to the backing and the sides by means of cramps and pins which shall be paid for separately). Kota stone slabs exposed face dressed and rubbed. 25 mm thick (PRICE Code: 8.18.1.1) | 2509.1 | sqm | PRICE Data | Others | Others
Extra for stone work for wall lining on exterior walls of height more than 10 m from ground level for every additional height of 3 m or part there of. (PRICE Code: 8.19) | 112.55 | sqm | PRICE Data | Others | Others
Providing and fixing dry cladding upto 10 metre heights with 30mm thick gang saw cut stone with (machine cut edges) of uniform colour and size upto 1mx1m, fixed to structural steel frame work and/ or with the help of cramps, pins etc. and sealing the joints with approved weather sealant as per Architectural drawing and direction of Engineer-in-charge. (The steel frame work, stainless steel cramps and pins etc. shall be paid for separately). Red sand stone - 30mm thick gang saw cut stone (PRICE Code: 8.20.1) | 1925.3 | sqm | PRICE Data | Others | Others
Providing and fixing dry cladding upto 10 metre heights with 30mm thick gang saw cut stone with (machine cut edges) of uniform colour and size upto 1mx1m, fixed to structural steel frame work and/ or with the help of cramps, pins etc. and sealing the joints with approved weather sealant as per Architectural drawing and direction of Engineer-in-charge. (The steel frame work, stainless steel cramps and pins etc. shall be paid for separately). White sand stone - 30mm thick gang saw cut stone (PRICE Code: 8.20.2) | 2089.95 | sqm | PRICE Data | Others | Others
Providing and fixing structural steel frame (for dry cladding with 30 mm thick gang saw cut with machine cut edges sand stone) on walls at all heights using M.S. square/ rectangular tube in the required pattern as per architectural drawing, including cost of cutting, bending, welding etc. The frame work shall be fixed to the wall with the help of M.S. brackets/ lugs of angle iron/ flats etc. which shall be welded to the frame and embedded in brick wall with cement concrete block 1:2:4 (1 cement :2 coarse sand :4 graded stone aggregate 20 mm nominal size) of size 300x230x300 mm, including cost of necessary centring and shuttering and with approved expansion hold fasteners on CC/RCC surface, including drilling necessary holes. Approved cramps/ pins etc. shall be welded to the frame work to support stone cladding, the steel work will be given a priming coat of Zinc primer as approved by Engineer-in-charge and painted with two or more coats of epoxy paint (Shop drawings shall be submitted by the contractor to the Engineerin-charge for approval before execution). The frame work shall be fixed in true horizontal & vertical lines/planes. (Only structural steel frame work shall be measured for the purpose of payment, stainless steel cramps shall be paid for separately and nothing extra shall be paid). (PRICE Code: 8.21) | 175.7 | kg | PRICE Data | Others | Others
Providing and fixing adjustable stainless steel cramps of approved quality, required shape and size, adjustable with stainless steel nuts, bolts and washer (total weight not less than 260 gms), for dry stone cladding fixed on frame work at suitable location, including making necessary recesses in stone slab, drilling required holes etc complete as per direction of the Engineer-in-charge. (PRICE Code: 8.22) | 283.85 | no | PRICE Data | Others | Others
Providing 50x50x50 mm 2nd class teak wood plugs including cutting brick work and fixing in cement mortar 1:3 (1 cement : 3 fine sand) and making good the walls etc. (PRICE Code: 8.23) | 29.45 | no | PRICE Data | Others | Others
Providing and fixing expandable fasteners of specified size with necessary plastic sleeves and galvanised M.S. screws including drilling holes in masonry work / CC/ R.C.C. and making good etc. complete. 25 mm long (PRICE Code: 8.24.1) | 16.45 | no | PRICE Data | Others | Others
Providing and fixing expandable fasteners of specified size with necessary plastic sleeves and galvanised M.S. screws including drilling holes in masonry work / CC/ R.C.C. and making good etc. complete. 32 mm long (PRICE Code: 8.24.2) | 17.65 | no | PRICE Data | Others | Others
Providing and fixing expandable fasteners of specified size with necessary plastic sleeves and galvanised M.S. screws including drilling holes in masonry work / CC/ R.C.C. and making good etc. complete. 40 mm long (PRICE Code: 8.24.3) | 21.15 | no | PRICE Data | Others | Others
Providing and fixing expandable fasteners of specified size with necessary plastic sleeves and galvanised M.S. screws including drilling holes in masonry work / CC/ R.C.C. and making good etc. complete. 50 mm long (PRICE Code: 8.24.4) | 22.3 | no | PRICE Data | Others | Others
Providing and fixing 2nd class teak wood plain lining tongued and grooved, including wooden plugs complete with necessary screws and priming coat on unexposed surface. 40 mm thick (PRICE Code: 8.25.1) | 5328.45 | sqm | PRICE Data | Others | Others
Providing and fixing 2nd class teak wood plain lining tongued and grooved, including wooden plugs complete with necessary screws and priming coat on unexposed surface. 25 mm thick (PRICE Code: 8.25.2) | 3522.8 | sqm | PRICE Data | Others | Others
Providing and fixing 2nd class teak wood plain lining tongued and grooved, including wooden plugs complete with necessary screws and priming coat on unexposed surface. 20 mm thick (PRICE Code: 8.25.3) | 2857.25 | sqm | PRICE Data | Others | Others
Providing and fixing 2nd class teak wood plain lining tongued and grooved, including wooden plugs complete with necessary screws and priming coat on unexposed surface. 12 mm thick (PRICE Code: 8.25.4) | 1894.25 | sqm | PRICE Data | Others | Others
Providing and fixing in wall lining flat pressed three layer (medium density) particle board or graded wood Pre-laminated one side decorative lamination and other side balancing lamination Grade I, Type II, IS : 12823 marked, including priming coat on unexposed arrangement and screws etc. complete : 12 mm thick (PRICE Code: 8.26.1) | 1102.2 | sqm | PRICE Data | Others | Others
Providing and fixing in wall lining flat pressed three layer (medium density) particle board or graded wood Pre-laminated one side decorative lamination and other side balancing lamination Grade I, Type II, IS : 12823 marked, including priming coat on unexposed arrangement and screws etc. complete : 18 mm thick (PRICE Code: 8.26.2) | 1242.75 | sqm | PRICE Data | Others | Others
Providing and fixing in wall lining flat pressed three layer (medium density) particle board or graded wood Pre-laminated one side decorative lamination and other side balancing lamination Grade I, Type II, IS : 12823 marked, including priming coat on unexposed arrangement and screws etc. complete : 25 mm thick (PRICE Code: 8.26.3) | 1562.15 | sqm | PRICE Data | Others | Others
Providing and fixing specified wood frame work consisting of battens 50x25mm fixed with rawl plug and drilling necessary holes for rawl plug etc. including priming coat complete. Kiln seasoned and chemically treated hollock wood (PRICE Code: 8.27.1) | 143464.95 | cum | PRICE Data | Others | Others
Providing and fixing plywood 4 mm thick, one side decorative veneer conforming to IS: 1328 (type-1), for plain lining / cladding with necessary screws, including priming coat on unexposed surface with : Decorative veneer facings of approved manufacture (PRICE Code: 8.28.1) | 1346.6 | sqm | PRICE Data | Others | Others
Providing and fixing 4mm thick coir veneer board, ISI marked IS : 14842, plain lining with necessary screws, priming coat on unexposed surface etc., complete. (PRICE Code: 8.29) | 1304.8 | sqm | PRICE Data | Others | Others
Providing and fixing skirting with Pre-laminated (one side decorative and other side balancing lamination) flat pressed 3 layer or graded particle board (medium density) Grade I, Type II, IS :12823 marked, with necessary fixing arrangements and screws, including drilling necessary holes for rawl plugs etc. and priming coat on unexposed surface complete : 18 mm thick (PRICE Code: 8.30.1) | 1642.1 | sqm | PRICE Data | Others | Others
Providing and fixing skirting with Pre-laminated (one side decorative and other side balancing lamination) flat pressed 3 layer or graded particle board (medium density) Grade I, Type II, IS :12823 marked, with necessary fixing arrangements and screws, including drilling necessary holes for rawl plugs etc. and priming coat on unexposed surface complete : 25 mm thick (PRICE Code: 8.30.2) | 1961.5 | sqm | PRICE Data | Others | Others
Providing and fixing Ist quality ceramic glazed wall tiles conforming to IS: 15622 (thickness to be specified by the manufacturer), of approved make, in all colours, shades except burgundy, bottle green, black of any size as approved by Engineerin-Charge, in skirting, risers of steps and dados, over 12 mm thick bed of cement mortar 1:3 (1 cement : 3 coarse sand) and jointing with grey cement slurry @ 3.3kg per sqm, including pointing in white cement mixed with pigment of matching shade complete. (PRICE Code: 8.31) | 894.45 | sqm | PRICE Data | Others | Others
Designing, fabricating, testing, installing and fixing in position Curtain Wall with Aluminium Composite Panel Cladding, with open grooves for linear as well as curvilinear portions of the building , for all heights and all levels etc. including: (a) Structural analysis & design and preparation of shop drawings for pressure equalisation or rain screen principle as required, proper drainage of water to make it watertight including checking of all the structural and functional design. (b) Providing, fabricating and supplying and fixing panels of aluminium composite panel cladding in pan shape in metalic colour of approved shades made out of 4mm thick aluminium composite panel material consisting of 3mm thick FR grade mineral core sandwiched between two Aluminium sheets (each 0.5mm thick). The aluminium composite panel cladding sheet shall be coil coated, with Kynar 500 based PVDF / Lumiflon based fluoropolymer resin coating of approved colour and shade on face # 1 and polymer (Service) coating on face # 2 as specified using stainless steel screws, nuts, bolts, washers, cleats, weather silicone sealant, backer rods etc. (c) The fastening brackets of Aluminium alloy 6005 T5 / MS with Hot Dip Galvanised with serrations and serrated washers to arrest the wind load movement, fasteners, SS 316 Pins and anchor bolts of approved make in SS 316, Nylon separators to prevent bi-metallic contacts all complete required to perform as per specification and drawing The item includes cost of all material & labour component, the cost of all mock ups at site, cost of all samples of the individual components for testing in an approved laboratory, field tests on the assembled working curtain wall with aluminium composite panel cladding, cleaning and protection of the curtain wall with aluminium composite panel cladding till the handing over of the building for occupation. Base frame work for ACP cladding is payable under the relevant aluminium item.s The Contractor shall provide curtain wall with aluminium composite panel cladding, having all the performance characteristics all complete, as per the Architectural drawings, as per item description, as specified, as per the approved shop drawings and as directed by the Engineer-in-Charge. However, for the purpose of payment, only the actual area on the external face of the curtain wall with Aluminum Composite Panel Cladding (including width of groove) shall be measured in sqm. up to two decimal places. (PRICE Code: 8.32) | 3741.45 | sqm | PRICE Data | Others | Others
Providing wood work in frames of doors, windows, clerestory windows and other frames, wrought framed and fixed in position with hold fast lugs or with dash fasteners of required dia & length (hold fast lugs or dash fastener shall be paid for separately). Second class teak wood (PRICE Code: 9.1.1) | 113015.55 | cum | PRICE Data | Others | Others
Providing wood work in frames of doors, windows, clerestory windows and other frames, wrought framed and fixed in position with hold fast lugs or with dash fasteners of required dia & length (hold fast lugs or dash fastener shall be paid for separately). Sal wood (PRICE Code: 9.1.2) | 91437.5 | cum | PRICE Data | Others | Others
Providing wood work in frames of doors, windows, clerestory windows and other frames, wrought framed and fixed in position with hold fast lugs or with dash fasteners of required dia & length (hold fast lugs or dash fastener shall be paid for separately). Kiln seasoned and chemically treated Hollock wood (PRICE Code: 9.1.3) | 62285 | cum | PRICE Data | Others | Others
Providing laminated veneer lumber conforming to IS: 14616 and TAD - 15:2001 ( Part B) in factory made frames of doors, windows, clerestory windows and other frames, wrought framed and fixing in position with hold fast lugs or with dash fasteners of wrought framed and fixing in position with hold fast lugs or with dash fasteners of required dia & length (hold fast lugs or dash fastener shall be paid for separately) (PRICE Code: 9.2) | 98711.65 | cum | PRICE Data | Others | Others
Providing wood work in frames of false ceiling, partitions, etc. sawn and fixed in position: Sal wood (PRICE Code: 9.3.1) | 83248.1 | cum | PRICE Data | Others | Others
Providing wood work in frames of false ceiling, partitions, etc. sawn and fixed in position: Kiln seasoned and chemically treated hollock wood (PRICE Code: 9.3.2) | 53923.25 | cum | PRICE Data | Others | Others
Extra for additional labour for circular works, such as in frames of fan light: Second class teak wood (PRICE Code: 9.4.1) | 11301.4 | cum | PRICE Data | Others | Others
Extra for additional labour for circular works, such as in frames of fan light: Sal wood (PRICE Code: 9.4.2) | 9143.6 | cum | PRICE Data | Others | Others
Extra for additional labour for circular works, such as in frames of fan light: Kiln seasoned and chemically treated hollock wood (PRICE Code: 9.4.3) | 6228.6 | cum | PRICE Data | Others | Others
Providing and fixing panelled or panelled and glazed shutters for shutters for doors, windows and clerestory windows, including ISI marked M.S. pressed butt hinges bright finished of required size with necessery screws, excluding panelling which will be paid for separately, all complete as per direction of Engineer - in-charge. Second class teak wood Providing and fixing panelled or panelled and glazed shutters for doors, windows and clerestory windows fixing with butt hinges of required size with necessary screws, excluding panelling which will be paid for separately, all complete as per direction of Engineer-in-charge. (Note:- Butt hinges and necessary screws shall be paid separately) Second class teak wood 35 mm thick shutters (PRICE Code: 9.5.1.1) | 3136.85 | sqm | PRICE Data | Others | Others
Providing and fixing panelled or panelled and glazed shutters for shutters for doors, windows and clerestory windows, including ISI marked M.S. pressed butt hinges bright finished of required size with necessery screws, excluding panelling which will be paid for separately, all complete as per direction of Engineer - in-charge. Providing and fixing panelled or panelled and glazed shutters for doors, windows and clerestory windows fixing with butt hinges of required size with necessary screws, excluding panelling which will be paid for separately, all complete as per direction of Engineer-in-charge. (Note:- Butt hinges and necessary screws shall be paid separately) Second class teak wood 30 mm thick shutters (PRICE Code: 9.5.1.2) | 2838.65 | sqm | PRICE Data | Others | Others
Providing and fixing panelled or panelled and glazed shutters for shutters for doors, windows and clerestory windows, including ISI marked M.S. pressed butt hinges bright finished of required size with necessery screws, excluding panelling which will be paid for separately, all complete as per direction of Engineer - in-charge. Kiln seasoned and chemically treated hollock wood Providing and fixing panelled or panelled and glazed shutters for doors, windows and clerestory windows fixing with butt hinges of required size with necessary screws, excluding panelling which will be paid for separately, all complete as per direction of Engineer-in-charge. (Note:- Butt hinges and necessary screws shall be paid separately) Kiln seasoned and chemically treated hollock wood 35 mm thick shutters (PRICE Code: 9.5.2.1) | 2067.5 | sqm | PRICE Data | Others | Others
Providing and fixing panelled or panelled and glazed shutters for shutters for doors, windows and clerestory windows, including ISI marked M.S. pressed butt hinges bright finished of required size with necessery screws, excluding panelling which will be paid for separately, all complete as per direction of Engineer - in-charge. Providing and fixing panelled or panelled and glazed shutters for doors, windows and clerestory windows fixing with butt hinges of required size with necessary screws, excluding panelling which will be paid for separately, all complete as per direction of Engineer-in-charge. (Note:- Butt hinges and necessary screws shall be paid separately) Kiln seasoned and chemically treated hollock wood 30 mm thick shutters (PRICE Code: 9.5.2.2) | 1917.4 | sqm | PRICE Data | Others | Others
Providing and fixing panelled or panelled and glazed shutters for shutters for doors, windows and clerestory windows, including ISI marked M.S. pressed butt hinges bright finished of required size with necessery screws, excluding panelling which will be paid for separately, all complete as per direction of Engineer - in-charge. Kiln seasoned selected planks of sheesham wood Providing and fixing panelled or panelled and glazed shutters for doors, windows and clerestory windows fixing with butt hinges of required size with necessary screws, excluding panelling which will be paid for separately, all complete as per direction of Engineer-in-charge. (Note:- Butt hinges and necessary screws shall be paid separately) Kiln seasoned selected planks of sheesham wood 35 mm thick shutters (PRICE Code: 9.5.3.1) | 2770.7 | sqm | PRICE Data | Others | Others
Providing and fixing panelled or panelled and glazed shutters for shutters for doors, windows and clerestory windows, including ISI marked M.S. pressed butt hinges bright finished of required size with necessery screws, excluding panelling which will be paid for separately, all complete as per direction of Engineer - in-charge. Providing and fixing panelled or panelled and glazed shutters for doors, windows and clerestory windows fixing with butt hinges of required size with necessary screws, excluding panelling which will be paid for separately, all complete as per direction of Engineer-in-charge. (Note:- Butt hinges and necessary screws shall be paid separately) Kiln seasoned selected planks of sheesham wood 30 mm thick shutters (PRICE Code: 9.5.3.2) | 2522.8 | sqm | PRICE Data | Others | Others
Providing and fixing 35 mm thick factory made laminated veneer lumber door shutter conforming to IS: 14616 and TADS 15:2001 (Part B), including ISI marked M.S.pressed butt hinges bright finished of required size with necessery screws, all complete as per directions of Engineer-in-Charge and panelling with panels of: 12 mm thick plain grade- 1, medium density flat pressed three layer particle board FPT- I or graded wood particle board FPT-I, IS : 3087 marked, bonded with BWP type synthetic resin adhesive as per IS: 848: (PRICE Code: 9.6.1) | 2288.9 | sqm | PRICE Data | Others | Others
Providing and fixing 35 mm thick factory made laminated veneer lumber door shutter conforming to IS: 14616 and TADS 15:2001 (Part B), including ISI marked M.S.pressed butt hinges bright finished of required size with necessery screws, all complete as per directions of Engineer-in-Charge and panelling with panels of: 12 mm thick pre- laminated particle board (decorative lamination on both sides) grade -1, medium density flat pressed, three layer particle board FPT - I or graded wood particle board FPT - I, conforming to IS : 3087, bonded with BWP type synthetic resin adhesive as per IS : 848 and prelaminated conforming to IS : 12823, Grade I, Type - II marked : (PRICE Code: 9.6.2) | 2405.05 | sqm | PRICE Data | Others | Others
Providing and fixing 35 mm thick factory made laminated veneer lumber door shutter conforming to IS: 14616 and TADS 15:2001 (Part B), including ISI marked M.S.pressed butt hinges bright finished of required size with necessery screws, all complete as per directions of Engineer-in-Charge and panelling with panels of: 12 mm thick one side Pre- laminated particle board (decorative lamination on one side and other sides balancing lamination) grade - I medium density flat pressed, three layer particle board FPT - I or graded wood particle board FPT-I conforming to IS : 3087 bonded with BWP types synthetic resin adhesive as per IS : 848 and pre - laminated conforming to IS : 12823 Grade - I, Type II marked: (PRICE Code: 9.6.3) | 2625.75 | sqm | PRICE Data | Others | Others
Providing and fixing panelling or panelling and glazing in panelled or panelled and glazed shutters for doors, windows and clerestory windows (Area of opening for panel inserts excluding portion inside grooves or rebates to be measured), Panelling for panelled or panelled and glazed shutters 25 mm to 40 mm thick: Second class teak wood (PRICE Code: 9.7.1) | 2554.25 | sqm | PRICE Data | Others | Others
Providing and fixing panelling or panelling and glazing in panelled or panelled and glazed shutters for doors, windows and clerestory windows (Area of opening for panel inserts excluding portion inside grooves or rebates to be measured), Panelling for panelled or panelled and glazed shutters 25 mm to 40 mm thick: Kiln seasoned and chemically treated hollock wood (PRICE Code: 9.7.2) | 1692.5 | sqm | PRICE Data | Others | Others
Providing and fixing panelling or panelling and glazing in panelled or panelled and glazed shutters for doors, windows and clerestory windows (Area of opening for panel inserts excluding portion inside grooves or rebates to be measured), Panelling for panelled or panelled and glazed shutters 25 mm to 40 mm thick: Ply wood 5 ply, 9 mm thick Decorative plywood both side decorative veneer (Type - I) conforming to IS 1328 BWR type. (PRICE Code: 9.7.3.1) | 1958.95 | sqm | PRICE Data | Others | Others
Providing and fixing panelling or panelling and glazing in panelled or panelled and glazed shutters for doors, windows and clerestory windows (Area of opening for panel inserts excluding portion inside grooves or rebates to be measured), Panelling for panelled or panelled and glazed shutters 25 mm to 40 mm thick: Decorative plywood one side decorative veneer and commercial veneer on other face (type 1) conforming to IS 1328 BWR Type (PRICE Code: 9.7.3.2) | 1987.1 | sqm | PRICE Data | Others | Others
Providing and fixing panelling or panelling and glazing in panelled or panelled and glazed shutters for doors, windows and clerestory windows (Area of opening for panel inserts excluding portion inside grooves or rebates to be measured), Panelling for panelled or panelled and glazed shutters 25 mm to 40 mm thick: Ply wood 7 ply, 9 mm thick Decorative plywood one side decorative veneer and commercial veneer on other face (Type I) conforming to IS 1328 BWR Type (PRICE Code: 9.7.4.1) | 2099.75 | sqm | PRICE Data | Others | Others
Providing and fixing panelling or panelling and glazing in panelled or panelled and glazed shutters for doors, windows and clerestory windows (Area of opening for panel inserts excluding portion inside grooves or rebates to be measured), Panelling for panelled or panelled and glazed shutters 25 mm to 40 mm thick: Particle Board 12 mm thick Plain particle board flat pressed, 3 layer or graded wood particle board medium density Grade I, IS : 3087 marked (PRICE Code: 9.7.5.1) | 1167.75 | sqm | PRICE Data | Others | Others
Providing and fixing panelling or panelling and glazing in panelled or panelled and glazed shutters for doors, windows and clerestory windows (Area of opening for panel inserts excluding portion inside grooves or rebates to be measured), Panelling for panelled or panelled and glazed shutters 25 mm to 40 mm thick: Veneered flat pressed three layer or graded wood particle board with commercial veneering on both sides conforming to IS : 3097, grade I (PRICE Code: 9.7.5.2) | 1466.2 | sqm | PRICE Data | Others | Others
Providing and fixing panelling or panelling and glazing in panelled or panelled and glazed shutters for doors, windows and clerestory windows (Area of opening for panel inserts excluding portion inside grooves or rebates to be measured), Panelling for panelled or panelled and glazed shutters 25 mm to 40 mm thick: Pre-laminated particle board with decorative lamination on one side and balancing lamination on other side, Grade I, Type II, IS : 12823 marked (PRICE Code: 9.7.5.3) | 1522.5 | sqm | PRICE Data | Others | Others
Providing and fixing panelling or panelling and glazing in panelled or panelled and glazed shutters for doors, windows and clerestory windows (Area of opening for panel inserts excluding portion inside grooves or rebates to be measured), Panelling for panelled or panelled and glazed shutters 25 mm to 40 mm thick: Pre-laminated particle board with decorative lamination on both sides, Grade I, Type II, IS: 12823 marked (PRICE Code: 9.7.5.4) | 1571.8 | sqm | PRICE Data | Others | Others
Providing and fixing panelling or panelling and glazing in panelled or panelled and glazed shutters for doors, windows and clerestory windows (Area of opening for panel inserts excluding portion inside grooves or rebates to be measured), Panelling for panelled or panelled and glazed shutters 25 mm to 40 mm thick: Coir Veneer Board (conforming to IS 14842) 12 mm thick (PRICE Code: 9.7.6.1) | 1705.55 | sqm | PRICE Data | Others | Others
Providing and fixing panelling or panelling and glazing in panelled or panelled and glazed shutters for doors, windows and clerestory windows (Area of opening for panel inserts excluding portion inside grooves or rebates to be measured), Panelling for panelled or panelled and glazed shutters 25 mm to 40 mm thick: Float glass panes 4 mm thick glass pane (PRICE Code: 9.7.7.1) | 1556.15 | sqm | PRICE Data | Others | Others
Providing and fixing panelling or panelling and glazing in panelled or panelled and glazed shutters for doors, windows and clerestory windows (Area of opening for panel inserts excluding portion inside grooves or rebates to be measured), Panelling for panelled or panelled and glazed shutters 25 mm to 40 mm thick: 5.5mm thick glass pane (PRICE Code: 9.7.7.2) | 1837.75 | sqm | PRICE Data | Others | Others
Providing and fixing panelling or panelling and glazing in panelled or panelled and glazed shutters for doors, windows and clerestory windows (Area of opening for panel inserts excluding portion inside grooves or rebates to be measured), Panelling for panelled or panelled and glazed shutters 25 mm to 40 mm thick: Fly proof stainless steel grade 304 wire gauge with 0.5mm dia wire and 1.4 mm wide aperture with matching wood beading (PRICE Code: 9.7.8) | 1266.25 | sqm | PRICE Data | Others | Others
Providing and fixing glazed shutters for door, windows and clerestory windows using 4 mm thick float glass panes including ISI marked M.S. Pressed butt hinges bright finished of required size with necessary screws. Second class teak wood 35 mm thick (PRICE Code: 9.9.1.1) | 3779.65 | sqm | PRICE Data | Others | Others
Providing and fixing glazed shutters for door, windows and clerestory windows using 4 mm thick float glass panes including ISI marked M.S. Pressed butt hinges bright finished of required size with necessary screws. 30 mm thick (PRICE Code: 9.9.1.2) | 3438.85 | sqm | PRICE Data | Others | Others
Providing and fixing glazed shutters for door, windows and clerestory windows using 4 mm thick float glass panes including ISI marked M.S. Pressed butt hinges bright finished of required size with necessary screws. Kiln seasoned and chemically treated hollock wood 35 mm thick (PRICE Code: 9.9.2.1) | 2562.15 | sqm | PRICE Data | Others | Others
Providing and fixing glazed shutters for door, windows and clerestory windows using 4 mm thick float glass panes including ISI marked M.S. Pressed butt hinges bright finished of required size with necessary screws. 30 mm thick (PRICE Code: 9.9.2.2) | 2390.65 | sqm | PRICE Data | Others | Others
Providing and fixing glazed shutters for door, windows and clerestory windows using 4 mm thick float glass panes including ISI marked M.S. Pressed butt hinges bright finished of required size with necessary screws. Kiln seasoned selected planks of sheesham wood 35 mm thick (PRICE Code: 9.9.3.1) | 3363.25 | sqm | PRICE Data | Others | Others
Providing and fixing glazed shutters for door, windows and clerestory windows using 4 mm thick float glass panes including ISI marked M.S. Pressed butt hinges bright finished of required size with necessary screws. 30 mm thick (PRICE Code: 9.9.3.2) | 3079.9 | sqm | PRICE Data | Others | Others
Extra for providing heavy sheet float glass panes instead of ordinary float glass in glazed doors, windows and clerestory window shutters. ( Area of opening for glass panes excluding portion inside rebate shall be measured) 5.5 mm thick instead of 4 mm thick (PRICE Code: 9.11.1) | 232.3 | sqm | PRICE Data | Others | Others
Extra for providing frosted glass panes 4 mm thick instead of ordinary float glass panes 4 mm thick in doors, windows and clerestory window shutters. ( Area of opening for glass panes excluding portion inside rebate shall be measured). (PRICE Code: 9.12) | 185.85 | sqm | PRICE Data | Others | Others
Deduct for providing pin headed glass panes instead of ordinary float glass panes weighing 4 mm thick in doors, windows and clerestory window shutters ( Area of opening for glass panes excluding portion inside rebate shall be measured.) (PRICE Code: 9.13) | 5.8 | sqm | PRICE Data | Others | Others
Extra for providing ISI marked Stainless Steel butt hinges instead of M.S. pressed butt hinges bright finished of required size with necessary screws. ( Shutter area to be measured) (PRICE Code: 9.14) | 109.8 | sqm | PRICE Data | Others | Others
Deduct for not providing hinges in doors, windows and clerestory window shutters with: Stainless steel butt hinges with stainless steel screws For 2nd class teak wood and other class of wood shutters (PRICE Code: 9.15.1.1) | 157.65 | sqm | PRICE Data | Others | Others
ISI marked M.S. pressed butt hinges bright finished of requires size with necessery screws For 2nd class teak wood and other class of wood shutters (PRICE Code: 9.15.2.1) | 47.85 | sqm | PRICE Data | Others | Others
Second class teak wood including ISI marked anodised aluminium butt hings with necessary screws. (PRICE Code: 9.16.1.1) | 3294.4 | sqm | PRICE Data | Others | Others
Providing and fixing 25 mm thick shutters for cup board etc. : Second class teak wood including ISI marked nickel plated bright finished M.S. piano hinges with necessary screws. (PRICE Code: 9.16.1.2) | 3417.95 | sqm | PRICE Data | Others | Others
Providing and fixing 25 mm thick shutters for cup board etc. : Glaszed shutters: Second class teak wood including ISI marked anodised aluminium butt hinges with necessary screws (PRICE Code: 9.16.2.1) | 3165.3 | sqm | PRICE Data | Others | Others
Providing and fixing 25 mm thick shutters for cup board etc. : Second class teak wood including ISI marked nickel plated bright finished M.S. piano hinges with necessary screws (PRICE Code: 9.16.2.2) | 3198.75 | sqm | PRICE Data | Others | Others
Providing and fixing flat pressed 3 layer particle board medium density exterior grade (grade I) or graded wood particle board IS: 3087 marked,to frame, backing or studding with screws etc. complete ( Frames, backing or studding to be paid separately): 12mm thick (PRICE Code: 9.17.1) | 558.65 | sqm | PRICE Data | Others | Others
Providing and fixing flat pressed 3 layer particle board medium density exterior grade (grade I) or graded wood particle board IS: 3087 marked,to frame, backing or studding with screws etc. complete ( Frames, backing or studding to be paid separately): 18 mm thick (PRICE Code: 9.17.2) | 794.85 | sqm | PRICE Data | Others | Others
Providing and fixing Pre- laminated flat pressed 3 layer ( medium density) particle board or graded wood particle board IS : 3087 marked, with one side decorative and other side balancing lamination Grade I, Type II exterior grade IS : 12823 marked, in shelves with screws and fittings wherever required, edges to be painted with polyurethane primer ( fittings to be paid separately) 18 mm thick (PRICE Code: 9.18.1) | 1035.85 | sqm | PRICE Data | Others | Others
Providing and fixing Pre- laminated flat pressed 3 layer ( medium density) particle board or graded wood particle board IS : 3087 marked, with one side decorative and other side balancing lamination Grade I, Type II exterior grade IS : 12823 marked, in shelves with screws and fittings wherever required, edges to be painted with polyurethane primer ( fittings to be paid separately) 25 mm thick (PRICE Code: 9.18.2) | 1344.25 | sqm | PRICE Data | Others | Others
Providing and fixing ISI marked flush door shutters conforming to IS : 2202 (Part I) decorative type, core of block board construction with frame of I st class hard wood and well matched teak 3 ply veneering with vertical grains or cross bands and face veneers on both faces of shutters. 35 mm thick including ISI marked Stainless Steel butt hinges with necessary screws (PRICE Code: 9.20.1) | 2625.15 | sqm | PRICE Data | Others | Others
Providing and fixing ISI marked flush door shutters conforming to IS : 2202 (Part I) decorative type, core of block board construction with frame of I st class hard wood and well matched teak 3 ply veneering with vertical grains or cross bands and face veneers on both faces of shutters. 30 mm thick including ISI marked Stainless Steel butt hinges with necessary screws (PRICE Code: 9.20.2) | 2392.85 | sqm | PRICE Data | Others | Others
Providing and fixing ISI marked flush door shutters conforming to IS : 2202 (Part I) decorative type, core of block board construction with frame of I st class hard wood and well matched teak 3 ply veneering with vertical grains or cross bands and face veneers on both faces of shutters. 25 mm thick (for cupboard ) including ISI marked nickel plated bright finished M.S. piano hinges IS : 3818 marked with necessary screws (PRICE Code: 9.20.3) | 2139.65 | sqm | PRICE Data | Others | Others
Providing and fixing ISI marked flush door shutters conforming to IS : 2202 (Part I) non- decorative Type, core of block board construction with frame of 1st class hard wood and well matched commercial 3 ply veneering with vertical grains or cross bands and face veneers on both faces of shutters: 35 mm thick including ISI marked Stainless Steel butt hinges with necessary screws (PRICE Code: 9.21.1) | 1637.9 | sqm | PRICE Data | Others | Others
Providing and fixing ISI marked flush door shutters conforming to IS : 2202 (Part I) non- decorative Type, core of block board construction with frame of 1st class hard wood and well matched commercial 3 ply veneering with vertical grains or cross bands and face veneers on both faces of shutters: 30 mm thick including ISI marked Stainless Steel butt hinges with necessary screws (PRICE Code: 9.21.2) | 1579.8 | sqm | PRICE Data | Others | Others
Providing and fixing ISI marked flush door shutters conforming to IS : 2202 (Part I) non- decorative Type, core of block board construction with frame of 1st class hard wood and well matched commercial 3 ply veneering with vertical grains or cross bands and face veneers on both faces of shutters: 25 mm thick (for cupboard) including ISI marked nickel plated bright finished M.S. piano hinges with necessary screws (PRICE Code: 9.21.3) | 1547.3 | sqm | PRICE Data | Others | Others
Extra for Providing and fixing flush doors with decorative veneering instead of non decorative ISI marked flush door shutters conforming to I.S. 2202 ( part I) On one side only (PRICE Code: 9.22.1) | 383.3 | sqm | PRICE Data | Others | Others
Extra for providing lipping with 2nd class teak wood battens 25 mm minimum depth on all edges of flush door shutters (over all area of door shutter to be measured). (PRICE Code: 9.23) | 348.45 | sqm | PRICE Data | Others | Others
Extra for providing vision panel not exceeding 0.1 sqm in all type of flush doors (cost of glass excluded ) (overall area of door shutter to be measured): Rectangular or square (PRICE Code: 9.24.1) | 151 | sqm | PRICE Data | Others | Others
Extra for providing vision panel not exceeding 0.1 sqm in all type of flush doors (cost of glass excluded ) (overall area of door shutter to be measured): Circular (PRICE Code: 9.24.2) | 156.8 | sqm | PRICE Data | Others | Others
Extra if louvers (not exceeding 0.2 sqm) are provided in flush door shutters (overall area of door shutters to be measured) Decorative type door (PRICE Code: 9.25.1) | 307.8 | sqm | PRICE Data | Others | Others
Extra for cutting rebate in flush door shutters ( Total area of the shutter to be measured). (PRICE Code: 9.26) | 81.3 | sqm | PRICE Data | Others | Others
Providing and fixing wire gauge shutters using stainless steel grade 304 wire gauge with wire of dia 0.5 mm and average width of aperture 1.4 mm in both directions for doors, windows and clerestory windows with necessary screws: 35 mm thick shutters With ISI marked M.S. pressed butt hinges bright finished of required size Second class teak wood (PRICE Code: 9.27.1.1.1) | 3664.55 | sqm | PRICE Data | Others | Others
Providing and fixing wire gauge shutters using stainless steel grade 304 wire gauge with wire of dia 0.5 mm and average width of aperture 1.4 mm in both directions for doors, windows and clerestory windows with necessary screws: 35 mm thick shutters With ISI marked M.S. pressed butt hinges bright finished of required size Kiln seasoned and chemically treated hollock wood (PRICE Code: 9.27.1.1.2) | 2586.6 | sqm | PRICE Data | Others | Others
Providing and fixing wire gauge shutters using stainless steel grade 304 wire gauge with wire of dia 0.5 mm and average width of aperture 1.4 mm in both directions for doors, windows and clerestory windows with necessary screws: 35 mm thick shutters With ISI marked M.S. pressed butt hinges bright finished of required size Kiln seasoned seasoned selected class of sheesham wood (PRICE Code: 9.27.1.1.3) | 3295.55 | sqm | PRICE Data | Others | Others
With ISI marked stainless steel butt hinges or required size Second class teak wood (PRICE Code: 9.27.1.2.1) | 3774.35 | sqm | PRICE Data | Others | Others
With ISI marked stainless steel butt hinges or required size Kiln seasoned and chemically treated hollock wood (PRICE Code: 9.27.1.2.2) | 2696.4 | sqm | PRICE Data | Others | Others
With ISI marked stainless steel butt hinges or required size Kiln seasoned selected class of sheesham wood (PRICE Code: 9.27.1.2.3) | 3405.35 | sqm | PRICE Data | Others | Others
30 mm thick shutters With ISI marked M.S. pressed butt hinges bright finished of requires dize Second class teak wood (PRICE Code: 9.27.2.1.1) | 3256.15 | sqm | PRICE Data | Others | Others
30 mm thick shutters With ISI marked M.S. pressed butt hinges bright finished of requires dize Kiln seasoned and chemically treated hollock wood (PRICE Code: 9.27.2.1.2) | 2334.9 | sqm | PRICE Data | Others | Others
30 mm thick shutters With ISI marked M.S. pressed butt hinges bright finished of requires dize Kiln seasoned selected class of sheesham wood (PRICE Code: 9.27.2.1.3) | 2940.25 | sqm | PRICE Data | Others | Others
With ISI marked stainless steel butt hinges of required size Second class teak wood (PRICE Code: 9.27.2.2.1) | 3365.95 | sqm | PRICE Data | Others | Others
With ISI marked stainless steel butt hinges of required size Kiln seasoned and chemically treated hollock wood (PRICE Code: 9.27.2.2.2) | 2444.55 | sqm | PRICE Data | Others | Others
With ISI marked stainless steel butt hinges of required size Kiln seasoned selected class of sheesham wood (PRICE Code: 9.27.2.2.3) | 3050.1 | sqm | PRICE Data | Others | Others
Providing and fixing wire gauge laminated veneer lumber shutters conforming to IS : 14616, and as per TADS 15 : 2001 (Part B) using galvanised wire gauge with average width of aperture 1.4 mm in both directions with wire of dia 0.63 mm as per IS : 1568 for doors, windows and clerestory windows, including ISI marked M.S. pressed butt hinges bright finished of required size with necessary screws, as per direction of Engineer-in-charge: Providing and fixing wire gauge laminated veneer lumber shutters conforming to IS : 14616, and as per TADS 15 :2001 (Part B) using galvanised wire gauge with average width of aperture 1.4 mm in both directions with wire of dia 0.63 mm as per IS :1568, for doors, windows and clerestory windows fixing with butt hinges of required size with necessary screws, as per directions of Engineerin- charge: (Note:- Butt hinges and necessary screws shall be paid separately) 35 mm thick shutters (PRICE Code: 9.31.1) | 2288.9 | sqm | PRICE Data | Others | Others
Providing and fixing wire gauge laminated veneer lumber shutters conforming to IS : 14616, and as per TADS 15 : 2001 (Part B) using galvanised wire gauge with average width of aperture 1.4 mm in both directions with wire of dia 0.63 mm as per IS : 1568 for doors, windows and clerestory windows, including ISI marked M.S. pressed butt hinges bright finished of required size with necessary screws, as per direction of Engineer-in-charge: Providing and fixing wire gauge laminated veneer lumber shutters conforming to IS : 14616, and as per TADS 15 :2001 (Part B) using galvanised wire gauge with average width of aperture 1.4 mm in both directions with wire of dia 0.63 mm as per IS :1568, for doors, windows and clerestory windows fixing with butt hinges of required size with necessary screws, as per directions of Engineerin- charge: (Note:- Butt hinges and necessary screws shall be paid separately) 30 mm thick shutters (PRICE Code: 9.31.2) | 2068.2 | sqm | PRICE Data | Others | Others
Providing and fixing wooden moulded beading to door and window frames with iron screws, plugs and priming coat on unexposed surface etc. complete: 2nd class teak wood 50x12 mm (PRICE Code: 9.40.1.1) | 160.25 | metre | PRICE Data | Others | Others
Providing and fixing wooden moulded beading to door and window frames with iron screws, plugs and priming coat on unexposed surface etc. complete: 2nd class teak wood 50 x 20 mm (PRICE Code: 9.40.1.2) | 201.55 | metre | PRICE Data | Others | Others
Kiln seasoned and chemically treated hollock wood 50x12 mm (PRICE Code: 9.40.2.1) | 129.55 | metre | PRICE Data | Others | Others
Kiln seasoned and chemically treated hollock wood 50x20 mm (PRICE Code: 9.40.2.2) | 150.3 | metre | PRICE Data | Others | Others
Providing and fixing plain jaffri of 35x10 mm laths placed 35 mm apart (frames to be paid separately,)including fixing 50x12 mm beading complete with: Second class teak wood (PRICE Code: 9.41.1) | 2211 | sqm | PRICE Data | Others | Others
Providing and fixing 18 mm thick, 150 mm wide pelmet of flat pressed 3 layer or graded wood particle board medium density grade I, IS : 3087 marked, including top cover of 6 mm commercial ply wood conforming to IS : 303 BWR grade, nickel plated M.S. pipe 20 mm dia ( heavy type) curtain rod with nickel plated brackets, including fixing with 25x3 mm M.S. flat 10 cm long fixed to pelmet with hollock wood cleats of size 100 mm x 40 mm x 40 mm on both inner side of pelmet and rawl plugs 75 mm long etc. all complete. (PRICE Code: 9.42) | 439.25 | metre | PRICE Data | Others | Others
Providing and fixing 18 mm thick, 150 mm wide pelmet of coir veneer board ISI marked IS : 14842, including top cover of 6 mm coir veneer board, nickle plated M.S. pipe 20 mm dia. (heavy type) curtain rod with nickel plated brackets, including fixing with 25x3 mm M.S. Flat 10 cm long fixed to pelmet with hollock wood cleats of size 100 mm x 40 mm x 40 mm on both inner side of pelmet and rawl plugs 75 mm long etc. all complete (PRICE Code: 9.43) | 549.2 | metre | PRICE Data | Others | Others
Extra for using veneered particle board conforming to IS : 3097 Grade I, in item of pelmet 18 mm thick 150 mm wide. Non decorative veneer on both sides (PRICE Code: 9.44.1) | 28.8 | metre | PRICE Data | Others | Others
Extra for using veneered particle board conforming to IS : 3097 Grade I, in item of pelmet 18 mm thick 150 mm wide. Particle board with decorative veneering on both sides (PRICE Code: 9.44.2) | 92.9 | metre | PRICE Data | Others | Others
Providing and fixing teak wood lipping of size 25x3 mm in pelmet. (PRICE Code: 9.45) | 52.2 | metre | PRICE Data | Others | Others
Providing and fixing curtain rods of 1.25 mm thick chromium plated brass plate, with two chromium plated brass brackets fixed with C.P. brass screws and wooden plugs, etc., wherever necessary complete: 12 mm dia (PRICE Code: 9.46.1) | 236.8 | metre | PRICE Data | Others | Others
Providing and fixing curtain rods of 1.25 mm thick chromium plated brass plate, with two chromium plated brass brackets fixed with C.P. brass screws and wooden plugs, etc., wherever necessary complete: 20 mm dia (PRICE Code: 9.46.2) | 323.9 | metre | PRICE Data | Others | Others
Providing and fixing curtain rods of 1.25 mm thick chromium plated brass plate, with two chromium plated brass brackets fixed with C.P. brass screws and wooden plugs, etc., wherever necessary complete: 25 mm dia (PRICE Code: 9.46.3) | 416.85 | metre | PRICE Data | Others | Others
Providing and fixing nickel plated M.S. pipe curtain rods with nickel plated brackets: 20 mm dia (heavy type) (PRICE Code: 9.47.1) | 135.15 | metre | PRICE Data | Others | Others
Providing and fixing nickel plated M.S. pipe curtain rods with nickel plated brackets: 25 mm dia ( heavy type) (PRICE Code: 9.47.2) | 140.95 | metre | PRICE Data | Others | Others
Providing and fixing M.S. Grills of required pattern in frames of windows etc. with M.S. flats, square or round bars etc. including priming coat with approved steel primer all complete. Fixed to steel windows by welding (PRICE Code: 9.48.1) | 143.5 | kg | PRICE Data | Others | Others
Providing and fixing M.S. Grills of required pattern in frames of windows etc. with M.S. flats, square or round bars etc. including priming coat with approved steel primer all complete. Fixed to openings/ wooden frames with rawl plugs screws etc (PRICE Code: 9.48.2) | 159.3 | kg | PRICE Data | Others | Others
Providing and fixing expanded metal 20x60 mm strands 3.25 mm wide and 1.6 mm thick for windows etc. including 62 x 19 mm beading of II nd class teak wood and priming coat with approved steel primer all complete. (PRICE Code: 9.49) | 1076.95 | sqm | PRICE Data | Others | Others
Providing and fixing hard drawn steel wire fabric 75x25 mm mesh of weight not less than 7.75 Kg per sqm to window frames etc. including 62x19 mm beading of second class teak wood and priming coat with approved steel primer all complete. (PRICE Code: 9.5) | 1257.35 | sqm | PRICE Data | Others | Others
Providing and fixing fly proof galvanized M.S. wire gauge to windows and clerestory windows using wire gauge with average width of aperture 1.4 mm in both directions with wire of dia 0.63 mm all complete. With 2nd class teak wood beading 62x19mm (PRICE Code: 9.51.1) | 983.9 | sqm | PRICE Data | Others | Others
Providing and fixing fly proof galvanized M.S. wire gauge to windows and clerestory windows using wire gauge with average width of aperture 1.4 mm in both directions with wire of dia 0.63 mm all complete. With 12 mm mild steel U beading (PRICE Code: 9.51.2) | 678.2 | sqm | PRICE Data | Others | Others
Deduct for fixing 75x25 mm hard drawn steel wire fabric of weight not less than 7.75 kg per sqm in panelled and glazed door and window shutter instead of glass sheet 4 mm thick (PRICE Code: 9.52) | 151 | sqm | PRICE Data | Others | Others
Providing 40x5 mm flat iron hold fast 40 cm long including fixing to frame with 10 mm diameter bolts, nuts and wooden plugs and embeddings in cement concrete block 30x10x15 cm 1:3:6 mix ( 1 cement : 3 coarse sand : 6 graded stone aggregate 20 mm nominal size) (PRICE Code: 9.53) | 155.6 | each | PRICE Data | Others | Others
Providing beams including hoisting, fixing in position and applying wood preservative for the unexposed surfaces, etc. complete with: Sal wood (PRICE Code: 9.54.1) | 81468.85 | cum | PRICE Data | Others | Others
Providing beams including hoisting, fixing in position and applying wood preservative for the unexposed surfaces, etc. complete with: Hollock wood (PRICE Code: 9.54.2) | 51844.9 | cum | PRICE Data | Others | Others
Providing and fixing ISI marked M.S. pressed butt hinges bright finished with necessary screws etc, complete: 125x65x2.12 mm (PRICE Code: 9.55.1) | 40.15 | no | PRICE Data | Others | Others
Providing and fixing ISI marked M.S. pressed butt hinges bright finished with necessary screws etc, complete: 100x58x1.90mm. (PRICE Code: 9.55.2) | 32.4 | no | PRICE Data | Others | Others
Providing and fixing ISI marked M.S. pressed butt hinges bright finished with necessary screws etc, complete: 75x47x1.70 mm (PRICE Code: 9.55.3) | 26.95 | no | PRICE Data | Others | Others
Providing and fixing ISI marked M.S. pressed butt hinges bright finished with necessary screws etc, complete: 50x37x1.50 mm (PRICE Code: 9.55.4) | 13.6 | no | PRICE Data | Others | Others
Providing and fixing ISI marked, IS : 1341, M.S. heavy weight butt hinges with necessary screws etc. complete: 125x90x40.00 mm (PRICE Code: 9.56.1) | 48.85 | no | PRICE Data | Others | Others
Providing and fixing ISI marked, IS : 1341, M.S. heavy weight butt hinges with necessary screws etc. complete: 100x75x3.50 mm (PRICE Code: 9.56.2) | 41.65 | no | PRICE Data | Others | Others
Providing and fixing ISI marked, IS : 1341, M.S. heavy weight butt hinges with necessary screws etc. complete: 75x60x3.10 mm (PRICE Code: 9.56.3) | 31.45 | no | PRICE Data | Others | Others
Providing and fixing ISI marked, IS : 1341, M.S. heavy weight butt hinges with necessary screws etc. complete: 50x40x2.50 mm (PRICE Code: 9.56.4) | 17.2 | no | PRICE Data | Others | Others
Providing and fixing ISI marked oxidised M.S. pressed butt hinges with necessary screws etc. complete. 125x65x2.12 mm (PRICE Code: 9.57.1) | 39.9 | no | PRICE Data | Others | Others
Providing and fixing ISI marked oxidised M.S. pressed butt hinges with necessary screws etc. complete. 100x58x1.90 mm (PRICE Code: 9.57.2.) | 33.15 | no | PRICE Data | Others | Others
Providing and fixing ISI marked oxidised M.S. pressed butt hinges with necessary screws etc. complete. 75x47x1.70 mm (PRICE Code: 9.57.3) | 28.05 | no | PRICE Data | Others | Others
Providing and fixing ISI marked oxidised M.S. pressed butt hinges with necessary screws etc. complete. 50x37x1.50 mm (PRICE Code: 9.57.4) | 14.15 | no | PRICE Data | Others | Others
Providing and fixing ISI marked M.S. pressed Parliamentary hinges with necessary screws etc. complete 150x125x27x2.80 mm (PRICE Code: 9.58.1) | 65.3 | no | PRICE Data | Others | Others
Providing and fixing ISI marked M.S. pressed Parliamentary hinges with necessary screws etc. complete 125x125x27x2.80 mm (PRICE Code: 9.58.2) | 62.4 | no | PRICE Data | Others | Others
Providing and fixing ISI marked M.S. pressed Parliamentary hinges with necessary screws etc. complete 100x125x27x2.80 mm (PRICE Code: 9.58.3) | 53.35 | no | PRICE Data | Others | Others
75x100x20x2.24 mm (PRICE Code: 9.58.4) | 46.95 | no | PRICE Data | Others | Others
Providing and fixing ISI marked oxidised M.S. single acting spring hinges with necessary screws etc. complete: 150 mm (PRICE Code: 9.59.1) | 212.5 | no | PRICE Data | Others | Others
Providing and fixing ISI marked oxidised M.S. single acting spring hinges with necessary screws etc. complete: 125 mm (PRICE Code: 9.59.2) | 189.25 | no | PRICE Data | Others | Others
Providing and fixing ISI marked oxidised M.S. single acting spring hinges with necessary screws etc. complete: 100mm (PRICE Code: 9.59.3) | 164.75 | no | PRICE Data | Others | Others
Providing and fixing oxidised M.S. double acting spring hinges with necessary screws etc. complete. 150 mm (PRICE Code: 9.60.1) | 234.55 | no | PRICE Data | Others | Others
Providing and fixing oxidised M.S. double acting spring hinges with necessary screws etc. complete. 125 mm (PRICE Code: 9.60.2) | 209 | no | PRICE Data | Others | Others
Providing and fixing oxidised M.S. double acting spring hinges with necessary screws etc. complete. 100 mm (PRICE Code: 9.60.3) | 187.95 | no | PRICE Data | Others | Others
Providing M.S. Piano hinges ISI marked IS : 3818 finished with nickel plating and fixing with necessary screws etc. Complete. Overall width 35 mm (PRICE Code: 9.61.1) | 235.25 | metre | PRICE Data | Others | Others
Providing M.S. Piano hinges ISI marked IS : 3818 finished with nickel plating and fixing with necessary screws etc. Complete. Overall width 50 mm (PRICE Code: 9.61.2) | 230.6 | metre | PRICE Data | Others | Others
Providing M.S. Piano hinges ISI marked IS : 3818 finished with nickel plating and fixing with necessary screws etc. Complete. Overall width 65 mm (PRICE Code: 9.61.3) | 244.5 | metre | PRICE Data | Others | Others
Providing and fixing ISI marked oxidised M.S. sliding door bolts with nuts and screws etc. complete: 300x16 mm (PRICE Code: 9.62.1) | 159.15 | no | PRICE Data | Others | Others
Providing and fixing ISI marked oxidised M.S. sliding door bolts with nuts and screws etc. complete: 250x16mm (PRICE Code: 9.62.2) | 147.55 | no | PRICE Data | Others | Others
Providing and fixing ISI marked oxidised M.S. tower bolt black finish, (Barrel type) with necessary screws etc. complete: 250x10 mm (PRICE Code: 9.63.1) | 64.35 | no | PRICE Data | Others | Others
Providing and fixing ISI marked oxidised M.S. tower bolt black finish, (Barrel type) with necessary screws etc. complete: 200x10 mm (PRICE Code: 9.63.2) | 52.55 | no | PRICE Data | Others | Others
Providing and fixing ISI marked oxidised M.S. tower bolt black finish, (Barrel type) with necessary screws etc. complete: 150x10 mm (PRICE Code: 9.63.3) | 45.6 | no | PRICE Data | Others | Others
Providing and fixing ISI marked oxidised M.S. tower bolt black finish, (Barrel type) with necessary screws etc. complete: 100x10 mm (PRICE Code: 9.63.4) | 33.6 | no | PRICE Data | Others | Others
Providing and fixing ISI marked 85x42 mm oxidised M.S. pull bolt lock conforming to IS: 7534 with necessary screws bolts, nut and washers etc. complete. (PRICE Code: 9.64) | 90.9 | no | PRICE Data | Others | Others
Providing and fixing ISI marked oxidised M S door latches conforming to IS : 5930 with screws etc. 300x20x6 mm (PRICE Code: 9.65.1) | 71 | no | PRICE Data | Others | Others
Providing and fixing ISI marked oxidised M S door latches conforming to IS : 5930 with screws etc. 250x20x6 mm (PRICE Code: 9.65.2) | 59.35 | no | PRICE Data | Others | Others
Providing and fixing ISI marked oxidised M.S. handles conforming to IS : 4992 with necessary screws etc. complete: 125 mm (PRICE Code: 9.66.1) | 30.25 | no | PRICE Data | Others | Others
Providing and fixing ISI marked oxidised M.S. handles conforming to IS : 4992 with necessary screws etc. complete: 100 mm (PRICE Code: 9.66.2) | 24.25 | no | PRICE Data | Others | Others
Providing and fixing ISI marked oxidised M.S. handles conforming to IS : 4992 with necessary screws etc. complete: 75 mm (PRICE Code: 9.66.3) | 20.75 | no | PRICE Data | Others | Others
Providing and fixing oxidised M.S. hasp and staple (safety type) conforming to IS : 363 with necessary screws etc. complete: 150 mm (PRICE Code: 9.67.1) | 24.95 | no | PRICE Data | Others | Others
Providing and fixing oxidised M.S. hasp and staple (safety type) conforming to IS : 363 with necessary screws etc. complete: 115 mm (PRICE Code: 9.67.2) | 22.2 | no | PRICE Data | Others | Others
Providing and fixing oxidised M.S. hasp and staple (safety type) conforming to IS : 363 with necessary screws etc. complete: 90 mm (PRICE Code: 9.67.3) | 18.85 | no | PRICE Data | Others | Others
Providing and fixing oxidised M.S. casement stays ( straight peg type) with necessary screws etc. complete. 300 mm weighing not less than 200 gms (PRICE Code: 9.68.1) | 51.05 | no | PRICE Data | Others | Others
Providing and fixing oxidised M.S. casement stays ( straight peg type) with necessary screws etc. complete. 250 mm weighing not less than 150 gms. (PRICE Code: 9.68.2) | 44.6 | no | PRICE Data | Others | Others
Providing and fixing oxidised M.S. casement stays ( straight peg type) with necessary screws etc. complete. 200 mm weighing not less than 120 gms (PRICE Code: 9.68.3) | 38.8 | no | PRICE Data | Others | Others
Providing and fixing oxidised M.S. Safety chain with necessary fixtures for doors, (weighting not less than 450 gms). (PRICE Code: 9.69) | 76.8 | no | PRICE Data | Others | Others
Providing and fixing IS : 12817 marked stainless steel butt hinges with stainless steel screws etc. complete: 125x64x1.90 mm (PRICE Code: 9.70.1) | 73.4 | no | PRICE Data | Others | Others
Providing and fixing IS : 12817 marked stainless steel butt hinges with stainless steel screws etc. complete: 100x58x1.90 mm (PRICE Code: 9.70.2) | 64.8 | no | PRICE Data | Others | Others
Providing and fixing IS : 12817 marked stainless steel butt hinges with stainless steel screws etc. complete: 75x47x1.80 mm (PRICE Code: 9.70.3) | 49.1 | no | PRICE Data | Others | Others
Providing and fixing IS : 12817 marked stainless steel butt hinges with stainless steel screws etc. complete: 50x37x1.50 mm (PRICE Code: 9.70.4) | 28 | no | PRICE Data | Others | Others
Providing and fixing IS : 12817 marked stainless steel butt hinges (heavy weight) with stainless steel screws etc. complete: 125x64x2.50 mm (PRICE Code: 9.71.1) | 83.25 | no | PRICE Data | Others | Others
Providing and fixing IS : 12817 marked stainless steel butt hinges (heavy weight) with stainless steel screws etc. complete: 100x60x2.50 mm (PRICE Code: 9.71.2) | 67.1 | no | PRICE Data | Others | Others
Providing and fixing IS : 12817 marked stainless steel butt hinges (heavy weight) with stainless steel screws etc. complete: 75x50x2.50 mm (PRICE Code: 9.71.3) | 54.35 | no | PRICE Data | Others | Others
Providing and fixing bright finished brass butt hinges with necessary screws etc. complete: 125x85x5.5 mm (heavy type) (PRICE Code: 9.72.1) | 196.9 | no | PRICE Data | Others | Others
Providing and fixing bright finished brass butt hinges with necessary screws etc. complete: 125x70x4 mm ( ordinary type) (PRICE Code: 9.72.2) | 134.9 | no | PRICE Data | Others | Others
Providing and fixing bright finished brass butt hinges with necessary screws etc. complete: 100x85x5.5 mm (heavy type) (PRICE Code: 9.72.3) | 150.7 | no | PRICE Data | Others | Others
Providing and fixing bright finished brass butt hinges with necessary screws etc. complete: 100x70x4 mm (ordinary type) (PRICE Code: 9.72.4) | 107.5 | no | PRICE Data | Others | Others
Providing and fixing bright finished brass butt hinges with necessary screws etc. complete: 75x65x4 mm (heavy type) (PRICE Code: 9.72.5) | 126.2 | no | PRICE Data | Others | Others
Providing and fixing bright finished brass butt hinges with necessary screws etc. complete: 75x40x2.5 mm (ordinary type) (PRICE Code: 9.72.6) | 73 | no | PRICE Data | Others | Others
Providing and fixing bright finished brass butt hinges with necessary screws etc. complete: 50x40x2.5 mm (ordinary type) (PRICE Code: 9.72.7) | 29.7 | no | PRICE Data | Others | Others
Providing and fixing bright finished brass parliamentary hinges with necessary screws etc. complete: 150x125x27x5 mm (PRICE Code: 9.73.1) | 340.65 | no | PRICE Data | Others | Others
Providing and fixing bright finished brass parliamentary hinges with necessary screws etc. complete: 125x125x27x5 mm (PRICE Code: 9.73.2) | 304.65 | no | PRICE Data | Others | Others
Providing and fixing bright finished brass parliamentary hinges with necessary screws etc. complete: 100 x125x27x5 mm (PRICE Code: 9.73.3) | 280.25 | no | PRICE Data | Others | Others
Providing and fixing bright finished brass parliamentary hinges with necessary screws etc. complete: 75x100x20x3.2 mm (PRICE Code: 9.73.4) | 248.65 | no | PRICE Data | Others | Others
Providing and fixing bright finished brass tower bolts (barrel type) with necessary screws etc. complete: 250x10 mm (PRICE Code: 9.74.1) | 324.4 | no | PRICE Data | Others | Others
Providing and fixing bright finished brass tower bolts (barrel type) with necessary screws etc. complete: 200x10 mm (PRICE Code: 9.74.2) | 260.3 | no | PRICE Data | Others | Others
Providing and fixing bright finished brass tower bolts (barrel type) with necessary screws etc. complete: 150x10 mm (PRICE Code: 9.74.3) | 201.1 | no | PRICE Data | Others | Others
Providing and fixing bright finished brass tower bolts (barrel type) with necessary screws etc. complete: 100x10 mm (PRICE Code: 9.74.4) | 138.6 | no | PRICE Data | Others | Others
Providing and fixing bright finished door latch with necessary screws etc. complete: 300x16x5 mm (PRICE Code: 9.75.1) | 236.45 | no | PRICE Data | Others | Others
Providing and fixing bright finished door latch with necessary screws etc. complete: 250x16x5 mm (PRICE Code: 9.75.2) | 224.85 | no | PRICE Data | Others | Others
Providing and fixing bright finished brass 100 mm mortice latch and lock with 6 levers and a pair of lever handles of approved quality with necessary screws etc. complete. (PRICE Code: 9.76) | 618.8 | no | PRICE Data | Others | Others
Providing and fixing bright finished brass 100 mm mortice latch with one dead bolt and a pair of lever handles of approved quality with necessary screws etc. complete (PRICE Code: 9.77) | 514.25 | no | PRICE Data | Others | Others
Providing and fixing bright finished brass night latch of approved quality including necessary screws etc. complete. (PRICE Code: 9.78) | 862.7 | no | PRICE Data | Others | Others
Providing and fixing special quality bright finished brass cupboard or ward robe locks with four levers of approved quality including necessary screws etc. complete. 40 mm (PRICE Code: 9.79.1) | 218.05 | no | PRICE Data | Others | Others
Providing and fixing special quality bright finished brass cupboard or ward robe locks with four levers of approved quality including necessary screws etc. complete. 50 mm (PRICE Code: 9.79.2) | 252.9 | no | PRICE Data | Others | Others
Providing and fixing special quality bright finished brass cupboard or ward robe locks with four levers of approved quality including necessary screws etc. complete. 65 mm (PRICE Code: 9.79.3) | 258.7 | no | PRICE Data | Others | Others
Providing and fixing special quality bright finished brass cupboard or ward robe locks with four levers of approved quality including necessary screws etc. complete. 75 mm (PRICE Code: 9.79.4) | 276.15 | no | PRICE Data | Others | Others
Providing and fixing 50 mm bright finished brass cup board or wardrobe knob of approved quality with necessary screws. (PRICE Code: 9.8) | 54.45 | no | PRICE Data | Others | Others
Providing and fixing bright finished brass handles with screws etc. complete: 125 mm (PRICE Code: 9.81.1) | 177.7 | no | PRICE Data | Others | Others
Providing and fixing bright finished brass handles with screws etc. complete: 100 mm (PRICE Code: 9.81.2) | 164.5 | no | PRICE Data | Others | Others
Providing and fixing bright finished brass handles with screws etc. complete: 75 mm (PRICE Code: 9.81.3) | 129.65 | no | PRICE Data | Others | Others
Providing and fixing bright finished brass hanging type floor door stopper with necessary screws, etc. complete. (PRICE Code: 9.82) | 92.65 | no | PRICE Data | Others | Others
Providing and fixing aluminium die cast body tubular type universal hydraulic door closer (having brand logo with ISI, IS : 3564, embossed on the body, door weight upto 35 kg and door width upto 700 mm), with necessary accessories and screws etc. complete. (PRICE Code: 9.83) | 871.15 | no | PRICE Data | Others | Others
Providing and fixing aluminium extruded section body tubular type universal hydraulic door closer (having brand logo with ISI, IS : 3564, embossed on the body, door weight upto 36 kg to 80 kg and door width form 701 mm to 1000 mm), with double speed adjustment with necessary accessories and screws etc. complete. (PRICE Code: 9.84) | 739.3 | no | PRICE Data | Others | Others
Providing and fixing bright finished brass. casement window fastener with necessary screws etc. complete. (PRICE Code: 9.85) | 65.7 | no | PRICE Data | Others | Others
Providing and fixing bright finished brass casement stays (straight peg type) with necessary screws etc. complete: 300 mm weighing not less than 330 gms (PRICE Code: 9.86.1) | 161.65 | no | PRICE Data | Others | Others
Providing and fixing bright finished brass casement stays (straight peg type) with necessary screws etc. complete: 250 mm weighing not less than 280 gms (PRICE Code: 9.86.2) | 129.6 | no | PRICE Data | Others | Others
Providing and fixing bright finished brass casement stays (straight peg type) with necessary screws etc. complete: 200 mm weighing not less than 240 gms (PRICE Code: 9.86.3) | 123.75 | no | PRICE Data | Others | Others
Providing and fixing bright finished brass hasp and staple (safety type ) with necessary screws etc. complete: 150 mm (PRICE Code: 9.87.1) | 102.5 | no | PRICE Data | Others | Others
Providing and fixing bright finished brass hasp and staple (safety type ) with necessary screws etc. complete: 115 mm (PRICE Code: 9.87.2) | 92.85 | no | PRICE Data | Others | Others
Providing and fixing bright finished brass hasp and staple (safety type ) with necessary screws etc. complete: 90 mm (PRICE Code: 9.87.3) | 81.8 | no | PRICE Data | Others | Others
Providing and fixing chromium plated brass 100 mm mortice latch and lock with 6 levers and a pair of lever handles of approved quality with necessary screws etc. complete. (PRICE Code: 9.88) | 700.1 | no | PRICE Data | Others | Others
Providing and fixing chromium plated brass night latch of approved quality including necessary screws etc. complete (PRICE Code: 9.89) | 734.95 | no | PRICE Data | Others | Others
Providing and fixing special quality chromium plated brass cupboard locks with six levers of approved quality including necessary screws etc. complete. Size 40 mm (PRICE Code: 9.90.1) | 223.85 | no | PRICE Data | Others | Others
Providing and fixing special quality chromium plated brass cupboard locks with six levers of approved quality including necessary screws etc. complete. Size 50 mm (PRICE Code: 9.90.2) | 235.5 | no | PRICE Data | Others | Others
Providing and fixing special quality chromium plated brass cupboard locks with six levers of approved quality including necessary screws etc. complete. Size 65 mm (PRICE Code: 9.90.3) | 264.5 | no | PRICE Data | Others | Others
Providing and fixing special quality chromium plated brass cupboard locks with six levers of approved quality including necessary screws etc. complete. Size 75 mm (PRICE Code: 9.90.4) | 293.55 | no | PRICE Data | Others | Others
Providing and fixing chromium plated brass 50 mm cupboard or wardrobe knobs with nuts complete. (PRICE Code: 9.91) | 105.55 | no | PRICE Data | Others | Others
Providing and fixing chromium plated brass handles with necessary screws etc. complete: 125 mm (PRICE Code: 9.92.1) | 196.25 | no | PRICE Data | Others | Others
Providing and fixing chromium plated brass handles with necessary screws etc. complete: 100 mm (PRICE Code: 9.92.2) | 172.6 | no | PRICE Data | Others | Others
Providing and fixing chromium plated brass handles with necessary screws etc. complete: 75 mm (PRICE Code: 9.92.3) | 155.2 | no | PRICE Data | Others | Others
Providing and fixing chromium plated brass casement window fastener with necessary screws etc. complete. (PRICE Code: 9.93) | 121.7 | no | PRICE Data | Others | Others
Providing and fixing chromium plated brass casement stays ( straight peg type) with necessary screws etc. complete: 300 mm weighing not less than 330 gms (PRICE Code: 9.94.1) | 179.75 | no | PRICE Data | Others | Others
Providing and fixing chromium plated brass casement stays ( straight peg type) with necessary screws etc. complete: 250 mm weighing not less than 280 gms (PRICE Code: 9.94.2) | 156.55 | no | PRICE Data | Others | Others
Providing and fixing chromium plated brass casement stays ( straight peg type) with necessary screws etc. complete: 250mm weighing not less than 280 gms (PRICE Code: 9.94.3) | 133.3 | no | PRICE Data | Others | Others
Providing and fixing ISI marked aluminium butt hinges anodised (anodic coating not less than grade AC 10 as per IS : 1868) transparent or dyed to required colour or shade with necessary screws etc. complete: 125x75x4 mm (PRICE Code: 9.95.1) | 118.55 | no | PRICE Data | Others | Others
Providing and fixing ISI marked aluminium butt hinges anodised (anodic coating not less than grade AC 10 as per IS : 1868) transparent or dyed to required colour or shade with necessary screws etc. complete: 125x63x4 mm (PRICE Code: 9.95.2) | 99.15 | no | PRICE Data | Others | Others
Providing and fixing ISI marked aluminium butt hinges anodised (anodic coating not less than grade AC 10 as per IS : 1868) transparent or dyed to required colour or shade with necessary screws etc. complete: 100x75x4 mm (PRICE Code: 9.95.3) | 91.05 | no | PRICE Data | Others | Others
Providing and fixing ISI marked aluminium butt hinges anodised (anodic coating not less than grade AC 10 as per IS : 1868) transparent or dyed to required colour or shade with necessary screws etc. complete: 100x63x4 mm (PRICE Code: 9.95.4) | 83.05 | no | PRICE Data | Others | Others
Providing and fixing ISI marked aluminium butt hinges anodised (anodic coating not less than grade AC 10 as per IS : 1868) transparent or dyed to required colour or shade with necessary screws etc. complete: 100x63x3.2 mm (PRICE Code: 9.95.5) | 76.8 | no | PRICE Data | Others | Others
Providing and fixing ISI marked aluminium butt hinges anodised (anodic coating not less than grade AC 10 as per IS : 1868) transparent or dyed to required colour or shade with necessary screws etc. complete: 75x63x4 mm (PRICE Code: 9.95.6) | 66.9 | no | PRICE Data | Others | Others
Providing and fixing ISI marked aluminium butt hinges anodised (anodic coating not less than grade AC 10 as per IS : 1868) transparent or dyed to required colour or shade with necessary screws etc. complete: 75x63x3.2 mm (PRICE Code: 9.95.7) | 61.25 | no | PRICE Data | Others | Others
Providing and fixing ISI marked aluminium butt hinges anodised (anodic coating not less than grade AC 10 as per IS : 1868) transparent or dyed to required colour or shade with necessary screws etc. complete: 75x45x3.2 mm (PRICE Code: 9.95.8) | 57.75 | no | PRICE Data | Others | Others
Providing and fixing aluminium sliding door bolts, ISI marked anodised (anodic coating not less than grade AC 10 as per IS : 1868), transparent or dyed to required colour or shade, with nuts and screws etc. complete: 300x16 mm (PRICE Code: 9.96.1) | 223.25 | no | PRICE Data | Others | Others
Providing and fixing aluminium sliding door bolts, ISI marked anodised (anodic coating not less than grade AC 10 as per IS : 1868), transparent or dyed to required colour or shade, with nuts and screws etc. complete: 250x16 mm (PRICE Code: 9.96.2) | 201.15 | no | PRICE Data | Others | Others
Providing and fixing aluminium tower bolts, ISI marked, anodised(anodic coating not less than grade AC 10 as per : 1868), transparent or dyed to required colour or shade, with necessary screws complete: 300x10 mm (PRICE Code: 9.97.1) | 101.4 | no | PRICE Data | Others | Others
Providing and fixing aluminium tower bolts, ISI marked, anodised(anodic coating not less than grade AC 10 as per : 1868), transparent or dyed to required colour or shade, with necessary screws complete: 250x10 mm (PRICE Code: 9.97.2) | 89.9 | no | PRICE Data | Others | Others
Providing and fixing aluminium tower bolts, ISI marked, anodised(anodic coating not less than grade AC 10 as per : 1868), transparent or dyed to required colour or shade, with necessary screws complete: 200x10 mm (PRICE Code: 9.97.3) | 78.15 | no | PRICE Data | Others | Others
150x10 mm (PRICE Code: 9.97.4) | 65.1 | no | PRICE Data | Others | Others
Providing and fixing aluminium tower bolts, ISI marked, anodised(anodic coating not less than grade AC 10 as per : 1868), transparent or dyed to required colour or shade, with necessary screws complete: 100x10 mm (PRICE Code: 9.97.5) | 50.45 | no | PRICE Data | Others | Others
Providing and fixing aluminium pull bolt lock, ISI marked, anodised (anodic coating not less than grade AC 10 as per IS : 1868), transparent or dyed to required colour and shade, with necessary screws bolts, but nut and washers etc. complete. (PRICE Code: 9.98) | 74.6 | no | PRICE Data | Others | Others
Providing and fixing 50 cm long aluminium kicking plate of size 100x3.15mm, anodised (anodic coating not less than grade AC 10 as per IS : 1868), transparent or dyed to required clolour or shade, with necessary screws etc. complete. (PRICE Code: 9.99) | 183.8 | no | PRICE Data | Others | Others
Providing and fixing aluminium handles, ISI marked, anodised (anodic coating not less than grade AC 10 as per IS : 1868) transparent or dyed to required colour or shade, with necessary screws etc. complete: 125 mm (PRICE Code: 9.100.1) | 51.75 | no | PRICE Data | Others | Others
Providing and fixing aluminium handles, ISI marked, anodised (anodic coating not less than grade AC 10 as per IS : 1868) transparent or dyed to required colour or shade, with necessary screws etc. complete: 100 mm (PRICE Code: 9.100.2) | 45.85 | no | PRICE Data | Others | Others
Providing and fixing aluminium handles, ISI marked, anodised (anodic coating not less than grade AC 10 as per IS : 1868) transparent or dyed to required colour or shade, with necessary screws etc. complete: 75 mm (PRICE Code: 9.100.3) | 39.85 | no | PRICE Data | Others | Others
Providing and fixing aluminium hanging floor door stopper, ISI marked, anodised (anodic coating not less than grade AC 10 as per IS: 1868) transparent or dyed to required colour and shade, with necessary screws etc. complete. Single rubber stopper (PRICE Code: 9.101.1) | 29.45 | no | PRICE Data | Others | Others
Providing and fixing aluminium hanging floor door stopper, ISI marked, anodised (anodic coating not less than grade AC 10 as per IS: 1868) transparent or dyed to required colour and shade, with necessary screws etc. complete. Twin rubber stopper (PRICE Code: 9.101.2) | 53.85 | no | PRICE Data | Others | Others
Providing and fixing aluminium casement stays, ISI marked, anodised (anodic coating not less than grade AC 10 as per IS : 1868) transparent or dyed to required colour and shade, with necessary screws etc. complete. (PRICE Code: 9.102) | 54.3 | no | PRICE Data | Others | Others
Providing and fixing bright finished brass 100 mm mortice latch and lock, ISI marked, with six levers and a pair of anodised (anodic coating not less than grade AC 10 as per IS: 1868) aluminium lever handles of approved quality with necessary screws etc . complete. (PRICE Code: 9.103) | 649.95 | each | PRICE Data | Others | Others
Providing and fixing aluminium tee channels (heavy duty ) with rollers & stop end in pelmets as curtain rod. (PRICE Code: 9.104) | 121 | metre | PRICE Data | Others | Others
Providing and fixing partition upto ceiling height consisting of G.I. frame and required board, including providing and fixing of frame work made of special section power pressed/ roll form G.I. sheet with Zinc coating of 120 gms/ (both side inclusive), consisting of floor and ceiling channel 50 mm wide having equal flanges of 32 mm and 0.50 mm thick, fixed to the floor and ceiling at the spacing of 610 mm centre to centre with dash fastener of 12.5 mm dia meter 50 mm length or suitable anchor fastener or metal screws with nylon plugs and the studs 48 mm wide having one flange of 34 mm and other flange 36 mm and 0.50 mm thick fixed vertically within flanges of floor and ceiling channel and placed at a spacing of 610 mm centre to centre by 6 mm dia bolts and nuts, including fixing of studs along both ends of partition fixed flush to wall with suitable anchor fastener or metal screws with nylon plugs at spacing of 450 mm centre to centre, and fixing of boards to both side of frame work by 25 mm long dry wall screws on studs, floor and ceiling channels at the spacing of 300 mm centre to centre. The boards are to be fixed to the frame work with joints staggered to avoid through cracks, M.S. fixing channel of 99 mm width (0.9 mm thick having two flanges of 9.5 mm each) to be provided at the horizontal joints of two boards, fixed to the studs using metal to metal flat head screws, including jointing and finishing to a flush finish with recommended jointing compound, jointing tape, angle beads at corners (25 mm x 25 mm x0.5 mm), joint finisher and two coats of primer suitable for board as per manufacture's specification and direction of engineer in charge all complete. 75 mm overall thickness partition with 12.5 mm thick double skin fire rated board conforming to IS : 2095 : part I (PRICE Code: 9.105.1) | 1511.5 | sqm | PRICE Data | Others | Others
Providing and fixing partition upto ceiling height consisting of G.I. frame and required board, including providing and fixing of frame work made of special section power pressed/ roll form G.I. sheet with Zinc coating of 120 gms/ (both side inclusive), consisting of floor and ceiling channel 50 mm wide having equal flanges of 32 mm and 0.50 mm thick, fixed to the floor and ceiling at the spacing of 610 mm centre to centre with dash fastener of 12.5 mm dia meter 50 mm length or suitable anchor fastener or metal screws with nylon plugs and the studs 48 mm wide having one flange of 34 mm and other flange 36 mm and 0.50 mm thick fixed vertically within flanges of floor and ceiling channel and placed at a spacing of 610 mm centre to centre by 6 mm dia bolts and nuts, including fixing of studs along both ends of partition fixed flush to wall with suitable anchor fastener or metal screws with nylon plugs at spacing of 450 mm centre to centre, and fixing of boards to both side of frame work by 25 mm long dry wall screws on studs, floor and ceiling channels at the spacing of 300 mm centre to centre. The boards are to be fixed to the frame work with joints staggered to avoid through cracks, M.S. fixing channel of 99 mm width (0.9 mm thick having two flanges of 9.5 mm each) to be provided at the horizontal joints of two boards, fixed to the studs using metal to metal flat head screws, including jointing and finishing to a flush finish with recommended jointing compound, jointing tape, angle beads at corners (25 mm x 25 mm x0.5 mm), joint finisher and two coats of primer suitable for board as per manufacture's specification and direction of engineer in charge all complete. 75 mm overall thickness partition with 12.5 mm thick double skin tapered edged plain Gypsum board conforming to IS : 2095 : part I (PRICE Code: 9.105.2) | 1314.05 | sqm | PRICE Data | Others | Others
Providing and fixing partition upto ceiling height consisting of G.I. frame and required board, including providing and fixing of frame work made of special section power pressed/ roll form G.I. sheet with Zinc coating of 120 gms/ (both side inclusive), consisting of floor and ceiling channel 50 mm wide having equal flanges of 32 mm and 0.50 mm thick, fixed to the floor and ceiling at the spacing of 610 mm centre to centre with dash fastener of 12.5 mm dia meter 50 mm length or suitable anchor fastener or metal screws with nylon plugs and the studs 48 mm wide having one flange of 34 mm and other flange 36 mm and 0.50 mm thick fixed vertically within flanges of floor and ceiling channel and placed at a spacing of 610 mm centre to centre by 6 mm dia bolts and nuts, including fixing of studs along both ends of partition fixed flush to wall with suitable anchor fastener or metal screws with nylon plugs at spacing of 450 mm centre to centre, and fixing of boards to both side of frame work by 25 mm long dry wall screws on studs, floor and ceiling channels at the spacing of 300 mm centre to centre. The boards are to be fixed to the frame work with joints staggered to avoid through cracks, M.S. fixing channel of 99 mm width (0.9 mm thick having two flanges of 9.5 mm each) to be provided at the horizontal joints of two boards, fixed to the studs using metal to metal flat head screws, including jointing and finishing to a flush finish with recommended jointing compound, jointing tape, angle beads at corners (25 mm x 25 mm x0.5 mm), joint finisher and two coats of primer suitable for board as per manufacture's specification and direction of engineer in charge all complete. 66 mm overall thickness Partition with 8 mm thick double skin Calcium Silicate Board made with Calcareous & Siliceous materials reinforced with cellulose fiber manufactured through autoclaving process with Compressive Strength 225 kg/sq cm, Bending Strength 100 kg/sq cm (PRICE Code: 9.105.3) | 1569.6 | sqm | PRICE Data | Others | Others
Providing and fixing partition upto ceiling height consisting of G.I. frame and required board, including providing and fixing of frame work made of special section power pressed/ roll form G.I. sheet with Zinc coating of 120 gms/ (both side inclusive), consisting of floor and ceiling channel 50 mm wide having equal flanges of 32 mm and 0.50 mm thick, fixed to the floor and ceiling at the spacing of 610 mm centre to centre with dash fastener of 12.5 mm dia meter 50 mm length or suitable anchor fastener or metal screws with nylon plugs and the studs 48 mm wide having one flange of 34 mm and other flange 36 mm and 0.50 mm thick fixed vertically within flanges of floor and ceiling channel and placed at a spacing of 610 mm centre to centre by 6 mm dia bolts and nuts, including fixing of studs along both ends of partition fixed flush to wall with suitable anchor fastener or metal screws with nylon plugs at spacing of 450 mm centre to centre, and fixing of boards to both side of frame work by 25 mm long dry wall screws on studs, floor and ceiling channels at the spacing of 300 mm centre to centre. The boards are to be fixed to the frame work with joints staggered to avoid through cracks, M.S. fixing channel of 99 mm width (0.9 mm thick having two flanges of 9.5 mm each) to be provided at the horizontal joints of two boards, fixed to the studs using metal to metal flat head screws, including jointing and finishing to a flush finish with recommended jointing compound, jointing tape, angle beads at corners (25 mm x 25 mm x0.5 mm), joint finisher and two coats of primer suitable for board as per manufacture's specification and direction of engineer in charge all complete. 66 mm overall thickness partition using 8 mm thick double skin non - asbestos multipurpose cement board reinforced with cellulose fibre manufactured through autoclaving process (High pressure steam cured) as per IS : 14862 with suitable fibre cement screws (PRICE Code: 9.105.4) | 1465.05 | sqm | PRICE Data | Others | Others
Providing and fixing partition upto ceiling height consisting of G.I. frame and required board, including providing and fixing of frame work made of special section power pressed/ roll form G.I. sheet with Zinc coating of 120 gms/ (both side inclusive), consisting of floor and ceiling channel 50 mm wide having equal flanges of 32 mm and 0.50 mm thick, fixed to the floor and ceiling at the spacing of 610 mm centre to centre with dash fastener of 12.5 mm dia meter 50 mm length or suitable anchor fastener or metal screws with nylon plugs and the studs 48 mm wide having one flange of 34 mm and other flange 36 mm and 0.50 mm thick fixed vertically within flanges of floor and ceiling channel and placed at a spacing of 610 mm centre to centre by 6 mm dia bolts and nuts, including fixing of studs along both ends of partition fixed flush to wall with suitable anchor fastener or metal screws with nylon plugs at spacing of 450 mm centre to centre, and fixing of boards to both side of frame work by 25 mm long dry wall screws on studs, floor and ceiling channels at the spacing of 300 mm centre to centre. The boards are to be fixed to the frame work with joints staggered to avoid through cracks, M.S. fixing channel of 99 mm width (0.9 mm thick having two flanges of 9.5 mm each) to be provided at the horizontal joints of two boards, fixed to the studs using metal to metal flat head screws, including jointing and finishing to a flush finish with recommended jointing compound, jointing tape, angle beads at corners (25 mm x 25 mm x0.5 mm), joint finisher and two coats of primer suitable for board as per manufacture's specification and direction of engineer in charge all complete. 66 mm overall thickness partition using 8 mm thick double skin multipurpose cement bonded wood particle board manufactured as per IS: 14276 with suitable cement bonded board screws (PRICE Code: 9.105.5) | 1453.45 | sqm | PRICE Data | Others | Others
Providing and fixing PTMT handles with necessary screws etc. complete. 125x34x24 mm weighing not less than 23 gms (PRICE Code: 9.106.1) | 34.9 | no | PRICE Data | Others | Others
Providing and fixing PTMT handles with necessary screws etc. complete. 150x34x24 mm weighing not less than 26 gms (PRICE Code: 9.106.2) | 34.9 | no | PRICE Data | Others | Others
Providing and fixing PTMT Butt hinges with necessary screws etc. complete. 75x60x10 mm fitted with 5.5 mm dia M.S. Bright Bar Rod weighing not less than 34 gms. (PRICE Code: 9.107.1) | 58.75 | no | PRICE Data | Others | Others
Providing and fixing PTMT Butt hinges with necessary screws etc. complete. 100x75x10 mm fitted with 5.5 mm dia MS Bright Bar Rod weighing not less than 53 gms (PRICE Code: 9.107.2) | 73.05 | no | PRICE Data | Others | Others
Providing and fixing PTMT Tower Bolts with 12 mm one piece rod inside and necessary screws etc., complete. 152x42x18 mm weighing not less than 60 gms (PRICE Code: 9.108.1) | 65.85 | no | PRICE Data | Others | Others
Providing and fixing PTMT Tower Bolts with 12 mm one piece rod inside and necessary screws etc., complete. 202x42x18 mm weighing not less than 78 gms (PRICE Code: 9.108.2) | 90.5 | no | PRICE Data | Others | Others
Providing and fixing PTMT door catcher of length 72 mm and dia of 42 mm with suitable washers weighing not less than 33 gms (PRICE Code: 9.109) | 31.9 | no | PRICE Data | Others | Others
Providing and fixing Bamboo jaffery/ fencing consisting of superior quality 25 mm dia (Average) half cut bamboo placed vertically and fixed together with three numbers horizontal running members of hallock wood in scantling of section 50x25 mm, fixed with nails and G.I wire on existing support, complete as per direction of Engineer - in Charge. (PRICE Code: 9.11) | 500.15 | sqm | PRICE Data | Others | Others
Providing and fixing wooden moulded corner beading of triangular shape to the junction of panelling etc. with iron screws, plugs and priming coat on unexposed surface etc. complete 2nd class teak wood 50x50 mm ( base and height) (PRICE Code: 9.111.1) | 261 | metre | PRICE Data | Others | Others
Providing and fixing 2nd class teak wood lipping/ moulded beading or taj beading of size 18x5 mm fixed with wooden adhesive of approved quality and screws/ nails on the edges of the Pre-laminated particle board as per direction of Engineer-in-charge. (PRICE Code: 9.112) | 68.45 | metre | PRICE Data | Others | Others
Providing and fixing bright finished 100 mm mortice lock with 6 levers without pair of handles of approved quality for aluminium door, with necessary screws etc complete as per direction of Engineer- in- charge. (PRICE Code: 9.113) | 553.05 | each | PRICE Data | Others | Others
Providing and fixing magnetic catcher of approved quality in cupboard/ward robe shutters, including fixing with necessary screws etc. complete. Triple strip vertical type (PRICE Code: 9.114.1) | 33.9 | no | PRICE Data | Others | Others
Providing and fixing magnetic catcher of approved quality in cupboard/ward robe shutters, including fixing with necessary screws etc. complete. Double strip (horizontal type) (PRICE Code: 9.114.2) | 26.95 | no | PRICE Data | Others | Others
providing and fixing powder coated telescopic drawer channels 300 mm long with necessary screws etc. complete as per directions of Engineer -in-charge. (PRICE Code: 9.115) | 294.95 | set | PRICE Data | Others | Others
Providing and fixing sliding arrangement in racks/ cupboards/cabinets shutter by with stainless steel rollers to run inside C or E aluminium channel section ( The payment of C or E channel shall be made separately (PRICE Code: 9.116) | 12.85 | no | PRICE Data | Others | Others
Providing and fixing factory made uPVC door frame made of uPVC extruded sections having an overall dimension as below (tolerance ±1 mm), with wall thickness 2.0mm (±0.2 mm), corners of the door frame to be jointed with galvanized brackets and stainless steel screws, joints mitred and plastic welded. The hinge side vertical of the frames reinforced by galvanized M.S. tube of size 19 x 19 mm and 1 mm (± 0.1 mm) wall thickness and 3 nos. stainless steel hinges fixed to the frame complete as per manufacturer's specification and direction of Engineer-in-charge Extruded section profile size 48x40 mm (PRICE Code: 9.117.1) | 192.45 | metre | PRICE Data | Others | Others
Providing and fixing factory made uPVC door frame made of uPVC extruded sections having an overall dimension as below (tolerance ±1 mm), with wall thickness 2.0mm (±0.2 mm), corners of the door frame to be jointed with galvanized brackets and stainless steel screws, joints mitred and plastic welded. The hinge side vertical of the frames reinforced by galvanized M.S. tube of size 19 x 19 mm and 1 mm (± 0.1 mm) wall thickness and 3 nos. stainless steel hinges fixed to the frame complete as per manufacturer's specification and direction of Engineer-in-charge Extruded section profile size 42x50 mm (PRICE Code: 9.117.2) | 232.15 | metre | PRICE Data | Others | Others
Providing and fixing to existing door frames 24 mm thick factory made PVC door shutters made of styles and rails of a uPVC hollow section of size 59x24 mm and wall thickness 2 mm (± 0.2 mm) with inbuilt edging on both sides. The styles and rails mitred and joint at the corners by means of M.S. galvanised/plastic brackets of size 75x220 mm having wall thickness 1.0 mm and stainless steel screws. The styles of the shutter reinforced by inserting galvanised M.S. tube of size 20x20 mm and 1 mm (± 0.1 mm) wall thickness. The lock rail made up of 'H' section, a uPVC hollow section of size 100x24 mm and 2 mm (± 0.2 mm) wall thickness,fixed to the shutter styles by means of plastic/galvanised M.S. 'U' cleats. The shutter frame filled with a uPVC multi-chambered single panel of size not less than 620 mm, having over all thickness of 20 mm and 1 mm (± 0.1 mm) wall thickness. The panels filled vertically and tie bar at two places by inserting horizontally 6 mm galvanised M.S. rod and fastened with nuts and washers, complete as per manufacturer's specification and direction of Engineer-in-charge( For W.C. and bathroom door shutter). (PRICE Code: 9.118.1) | 1528.5 | sqm | PRICE Data | Others | Others
Providing and fixing to existing door frames 30 mm thick factory made Polyvinyl Chloride (PVC) door shutter made of styles and rails of a uPVC hollow section of size 60x30 mm and wall thickness 2 mm (± 0.2 mm), with inbuilt decorative moulding edging on one side. The styles and rails mitred and joint at the corners by means of M.S. galvanised/plastic brackets of size 75x220 mm having wall thickness 1.0 mm and stainless steel screws. The styles of the shutter reinforced by inserting galvanised M.S. tube of size 25x20 mm and 1 mm (± 0.1 mm) wall thickness. The lock rail made up of 'H' section, a uPVC hollow section of size 100x30 mm and 2 mm (± 0.2 mm) wall thickness fixed to the shutter styles by means of plastic/galvanised M.S. 'U' cleats. The shutter frame filled with a uPVC multi-chambered single panel of size not less than 620 mm, having over all thickness of 20 mm and 1 mm (± 0.1 mm) wall thickness. The panels filled vertically and tie bar at two places by inserting horizontally 6 mm galvanised M.S. rod and fastened with nuts and washers, complete as per manufacturer's specification and direction of Engineer-in-charge. (PRICE Code: 9.118.2) | 1717.7 | sqm | PRICE Data | Others | Others
Providing and fixing to existing door frames 25 mm thick PVC flush door shutters made out of a one piece Multi chamber extruded PVC section of the size of 762 mm x 25 mm or less as per requirement with and average wall thickness of 1 mm ( ± 0.3 mm). PVC foam end cap of size 23x10 mm area provided on both vertical edges to ensure the overall thickness of 25 mm. An M.S. tube having dimensions 19 mm x 19 mm and 1.0 mm (± 0.1 mm) is inserted along the hinge side of the door. Core of the door shutter should be filled with High Density Polyurethane foam. The Top & Bottom edges of the shutter are covered with an end -cap of the size 25 mm x 11 mm. Door shutter shall be reinforced with special polymeric reinforcements as per manufacturer,s specification and direction of Engineer-in-charge to take up necessary hardware and fixtures. Stickers indicating the locations of hardware will be pasted at appropriate places. (PRICE Code: 9.118.3) | 2241.75 | sqm | PRICE Data | Others | Others
Providing and fixing factory made P.V.C. door frame of size 50x47 mm with a wall thickness of 5 mm, made out of extruded 5 mm rigid PVC foam sheet, mitred at corners and joined with 2 Nos. of 150 mm long brackets of 15x15 mm M.S. square tube, the vertical door frame profiles to be reinforced with 19x19 mm M.S. square tube of 19 gauge, EPDM rubber gasket weather seal to be provided through out the frame. The door fame to be fixed to the wall using M.S. screws of 65/100 mm size, complete as per manufacturer's specification and direction of Engineer-in Charge. (PRICE Code: 9.119) | 340 | metre | PRICE Data | Others | Others
Providing and fixing factory made panel PVC door shutter consisting of frame made out of M.S. tubes of 19 gauge thickness and sized of 19 mm x 19 mm for styles and 15x15 mm for top & bottom rails. M.S. frame shall have a coat of steel primers of approved make and manufacture. M.S. frame covered with 5 mm thick heat moulded PVC 'C' channel of size 30 mm thickness, 70 mm width out of whicj 50 mm shall be flat and 20 mm shall be tapered in 45 degree angle on both side forming styles and 5mm thick, 95 mm wide PVC sheet out of which75 mm shall be tapered in 45 degree on th inner side to form top and bottom rail and 115 mm wide PVC sheet out of which 75 mm shall be flat and 20 mm shall be tapered on both sides to form lock rail. Top, bottom and lock rails shall be provided both side of the panel. 10 mm (5 mmx2) thick, 20 mm wide cross PVC sheet be provided as gap insert for top rail & bottom rail. paneling of 5 mm thick both side PVC sheet to be fitted in the M.S. frame welded /sealed to the styles & rails with 7 mm (5 mm + 2 mm ) thick x 15 mm wide PVC sheet beading on inner side, and joined together with solvent cement adhesive. An additional 5 mm thick PVC strip of 20 mm width is to be stuck on the interior side of the 'C' Channel using PVC solvent adhesive etc. complete as per direction of Engineer -in-charge, manufacture's specification & drawing. 30 mm thick plain PVC door shutters (PRICE Code: 9.120.1) | 2103.8 | sqm | PRICE Data | Others | Others
Providing and fixing factory made panel PVC door shutter consisting of frame made out of M.S. tubes of 19 gauge thickness and sized of 19 mm x 19 mm for styles and 15x15 mm for top & bottom rails. M.S. frame shall have a coat of steel primers of approved make and manufacture. M.S. frame covered with 5 mm thick heat moulded PVC 'C' channel of size 30 mm thickness, 70 mm width out of whicj 50 mm shall be flat and 20 mm shall be tapered in 45 degree angle on both side forming styles and 5mm thick, 95 mm wide PVC sheet out of which75 mm shall be tapered in 45 degree on th inner side to form top and bottom rail and 115 mm wide PVC sheet out of which 75 mm shall be flat and 20 mm shall be tapered on both sides to form lock rail. Top, bottom and lock rails shall be provided both side of the panel. 10 mm (5 mmx2) thick, 20 mm wide cross PVC sheet be provided as gap insert for top rail & bottom rail. paneling of 5 mm thick both side PVC sheet to be fitted in the M.S. frame welded /sealed to the styles & rails with 7 mm (5 mm + 2 mm ) thick x 15 mm wide PVC sheet beading on inner side, and joined together with solvent cement adhesive. An additional 5 mm thick PVC strip of 20 mm width is to be stuck on the interior side of the 'C' Channel using PVC solvent adhesive etc. complete as per direction of Engineer -in-charge, manufacture's specification & drawing. 30 mm thick pre laminated PVC door shutters (PRICE Code: 9.120.2) | 2103.8 | sqm | PRICE Data | Others | Others
Providing and fixing Fiber Glass Reinforced plastic (FRP) Door Frames of cross- section 90 mm x 45 mm having single rebate of 32 mm x 15 mm to receive shutter of 30 mm thickness. The laminated shall be moulded with fire resistant grade unsaturated polyester resin and chopped mat. Door frame laminate shall be 2 mm thick and shall be filled with suitable wooden block in all the three legs. The frame shall be covered with fiber glass from all sides. M.S. stay shall be provided at the bottom to steady the frame. (PRICE Code: 9.121) | 590.2 | metre | PRICE Data | Others | Others
Providing and fixing to existing door frames. 30 mm thick Glas Fibre Reinforced Plastic (FRP) panelled door shutter of required colour and approved brand and manufacture, made with fire - retardant grade unsaturated polyester resin, moulded to 3 mm thick FRP laminate for forming hollow rails and styles, with wooden frame and suitable blocks of seasoned wood inside at required places for fixing of fittings, cast monolithically with 5 mm thick FRP laminate for panels conforming to IS : 14856, including fixing to frames. (PRICE Code: 9.122.1) | 3008.1 | sqm | PRICE Data | Others | Others
Providing and fixing to existing door frames. 30 mm thick Fiberglass Reinforced Plastic (F.R.P) flush door shutter in different plain and wood finish made with fire retardant grade unsaturated polyester resin, moulded to 3 mm thick FRP laminate all around, with suitable wooden blocks inside at required places for fixing of fittings and polyurethane foam (PUF) / Polystyrene foam to be used all filler material throughout the hollow panel, casted monoolithically with testing parameters of F.R.P. laminate conforming to table - 3 of IS : 14856, complete as per direction of Engineer-in-charge. (PRICE Code: 9.122.2) | 3413.45 | sqm | PRICE Data | Others | Others
Providing and fixing factory made door frame (single rebate) made out of single piece extruded solid PVC foam profile with homogeneous fine cellular structure having smooth outer integral skin having 62 mm width & 32 mm thickness, frame will be mitred & jointed with self driven self tapping screws of size 38 mm x 4 mm & PVC solvent cement, including fixing the frame to wall with suitable dia & length anchor fastener as per manufacturer's specification and direction of Engineer-in-charge. (PRICE Code: 9.123) | 413.65 | metre | PRICE Data | Others | Others
Providing and fixing factory made 30 mm thick door shutter made of solid PVC foam profile. The styles & rails shall be of size 75 mm x 30 mm having wall thickness 5 mm. The styles, top & bottom rails shall have one side wall thickness of 15 mm integrally extruded on the hinge side of the profile for better screw holding power. The styles and rails shall be reinforced with M.S. tubes of size 33 mm x 17 mm x 1 mm, painted with primer, all four corners of reinforcement to be welded or sealed. Solid PVC extruded bidding (Push fit type) will be set inside the styles and the rails with a cavity, to receive single piece extruded 5 mm PVC sheet as panel. The styles and rails will be mitred cut and joint with the help of PVC solvent cement & self driven self tapping screws. Single piece extruded solid PVC lock rails of sixe 100mm x 30 mm with wall thickness 5 mm & 15 mm integrally extruded in the middle of the lock rail & fixed with styles with the help of PVC solvent cement & self driven self tapping screws of size 100 mm x 8 mm complete as per manufacturer's specifications and direction of Engineer -in-charge. Non decorative finish (PRICE Code: 9.124.1) | 2629.45 | sqm | PRICE Data | Others | Others
Providing and fixing factory made 30 mm thick door shutter made of solid PVC foam profile. The styles & rails shall be of size 75 mm x 30 mm having wall thickness 5 mm. The styles, top & bottom rails shall have one side wall thickness of 15 mm integrally extruded on the hinge side of the profile for better screw holding power. The styles and rails shall be reinforced with M.S. tubes of size 33 mm x 17 mm x 1 mm, painted with primer, all four corners of reinforcement to be welded or sealed. Solid PVC extruded bidding (Push fit type) will be set inside the styles and the rails with a cavity, to receive single piece extruded 5 mm PVC sheet as panel. The styles and rails will be mitred cut and joint with the help of PVC solvent cement & self driven self tapping screws. Single piece extruded solid PVC lock rails of sixe 100mm x 30 mm with wall thickness 5 mm & 15 mm integrally extruded in the middle of the lock rail & fixed with styles with the help of PVC solvent cement & self driven self tapping screws of size 100 mm x 8 mm complete as per manufacturer's specifications and direction of Engineer -in-charge. Decorative finish (both side wood grained finish) (PRICE Code: 9.124.2) | 2745.6 | sqm | PRICE Data | Others | Others
Providing and fixing PVC rigid foam sheet 1 mm thick on existing door shutters (bathroom and W.C. doors) using synthetic rubber based adhesive. (PRICE Code: 9.125) | 1042.05 | sqm | PRICE Data | Others | Others
Providing and fixing 12 mm thick panelling or panelling and glazing in panelled or panelled and glazed shutters for doors, windows and clerestory windows ( area of opening for panel inserts excluding portion inside grooves or rebates to be measured). Panelling for panelled and glazed shutters 25 mm to 40 mm thick. Marine plywood conformingto IS : 710 (PRICE Code: 9.126.1) | 1740.75 | sqm | PRICE Data | Others | Others
Providing and fixing 12 mm thick panelling or panelling and glazing in panelled or panelled and glazed shutters for doors, windows and clerestory windows ( area of opening for panel inserts excluding portion inside grooves or rebates to be measured). Panelling for panelled and glazed shutters 25 mm to 40 mm thick. Fire retardant plywood conforming to IS : 5509 (PRICE Code: 9.126.2) | 1958.95 | sqm | PRICE Data | Others | Others
Providing & Fixing decorative high pressure laminated sheet of plain / wood grain in gloss/ matt/suede finish with high density protective surface layer and reverse side of adhesive bonding quality conforming to IS: 2046 Types S, including cost of adhesive of approved quality. 1.5 mm thick (PRICE Code: 9.127.1) | 731.65 | sqm | PRICE Data | Others | Others
Providing & Fixing decorative high pressure laminated sheet of plain / wood grain in gloss/ matt/suede finish with high density protective surface layer and reverse side of adhesive bonding quality conforming to IS: 2046 Types S, including cost of adhesive of approved quality. 1.0 mm thick (PRICE Code: 9.127.2) | 623.05 | sqm | PRICE Data | Others | Others
Providing and fixing factory made Fiberglass Reinforced Plastics (F.R.P) chajja 4 mm thick of required colour, size and design made by Resin Transfer Moulding (RTM) Machine Technology, resulting in void free compact laminate in single piece, having smooth gradual slope curvature for easy drainage of water and duly reinforced by 2 nos vertically 1 nos horizontally 50x2 mm thick M.S. flat with 12mm in built hole for grouting on the existing wall along with the 50 mm flanges duly inserted and sealed in the wall complete in one single piece casted monolithically, including all necessary fittings. The FRP Chajja should be manufactured using unsaturated Polyester resin as per IS: 6746, duly reinforced with fibre glass chopped strand mat (CSM) as per IS: 11551 complete with protective Gel coat U/V coating on Top for complete resistance from the extreme of temperature, weather & sunlight. (PRICE Code: 9.128) | 4211.5 | sqm | PRICE Data | Others | Others
Providing and fixing cup board shutters 25 mm thick, with Pre - laminated flat pressed three layer particle board or graded wood particle board IS: 12823 marked, exterior grade (Grade I Type II), having one side decorative lamination and other side balancing, including IInd class teak wood lipping of 25 mm wide x12 mm thick with necessary screws and bright finished stainless steel piano hinges, complete as per direction of the Engineer -in-Charge. (PRICE Code: 9.129) | 1674.55 | sqm | PRICE Data | Others | Others
Providing and fixing cup board shutters with 25 mm thick veneered particle board IS : 3097 marked, exterior grade (Grade I) , of approved make including IInd class teak wood lipping of 25 mm wide x 12 mm thick with necessary screws and bright finished stainless steel piano hinges, complete as per direction of Engineer - in- Charge. With decorative veneering on one side and commercial veneering on other side (PRICE Code: 9.130.1) | 1430.6 | sqm | PRICE Data | Others | Others
Providing and fixing cup board shutters with 25 mm thick veneered particle board IS : 3097 marked, exterior grade (Grade I) , of approved make including IInd class teak wood lipping of 25 mm wide x 12 mm thick with necessary screws and bright finished stainless steel piano hinges, complete as per direction of Engineer - in- Charge. With non decorative veneering on both sides (PRICE Code: 9.130.2) | 1343.5 | sqm | PRICE Data | Others | Others
Providing and fixing factory made shutters of pre-laminated particle board flat pressed three layer or graded wood particle board with one side decorative finish and other side balancing lamination conforming to IS: 12823 Grade I Type II, of approved design, and edges sealed with water resistant paint and lipped with aluminium 'U' type edge beading all-round the shutter, including fixing with angle cleat, grip strip, cadmium plated steel screws, including fixing of aluminium hinges 100x63x4 mm etc. complete as per architectural drawing and direction of Engineer-in-Charge (Cost of 'U' beading and hinges will be paid for separately). 25 mm thick (PRICE Code: 9.131.1) | 1329.5 | sqm | PRICE Data | Others | Others
Providing and fixing aluminium U beading of required size Pre laminated / flush door shutter, including fixing etc. complete as per direction of Engineer- in -Charge. (PRICE Code: 9.132) | 449.5 | kg | PRICE Data | Others | Others
Providing and fixing, in position concealed G.I. section for wall paneling using board of required thickness fixed on the 'W' profile (0.55 mm thick) having a knurled web of 51.55 mm and two flanges of 26 mm each with lips of 10.55 mm, placed @ 610 mm C/C in perimeter channel having one flange of 20 mm and another flange of 30 mm with thickness of 0.55 mm and web of length 27 mm. Perimeter channel is fixed on the floor and the ceiling with the nylon sleeves @ 610 mm C/C with fully threaded self-tapping dry wall screws. Board is fixed to the 'W' profile with 25 mm countersunk ribbed head screws @ 200 mm C/C., all complete as per the drawing & directions of engineer-in-charge, the joints of the boards are finished with specially formulated jointing compound and 48 mm wide jointing tape to provide seamless finish. Tapered edge calcium silicate board made with calcareous & siliceous materials reinforced with cellulose fiber manufactured through autoclaving process to give stable crystalline structure with compressive strength 225 kg/sqcm, Bending strength 100 kg/ sqcm. 10 mm Thick (PRICE Code: 9.133.1.1) | 1233.15 | sqm | PRICE Data | Others | Others
Providing and fixing, in position concealed G.I. section for wall paneling using board of required thickness fixed on the 'W' profile (0.55 mm thick) having a knurled web of 51.55 mm and two flanges of 26 mm each with lips of 10.55 mm, placed @ 610 mm C/C in perimeter channel having one flange of 20 mm and another flange of 30 mm with thickness of 0.55 mm and web of length 27 mm. Perimeter channel is fixed on the floor and the ceiling with the nylon sleeves @ 610 mm C/C with fully threaded self-tapping dry wall screws. Board is fixed to the 'W' profile with 25 mm countersunk ribbed head screws @ 200 mm C/C., all complete as per the drawing & directions of engineer-in-charge, the joints of the boards are finished with specially formulated jointing compound and 48 mm wide jointing tape to provide seamless finish. Non-asbestos multipurpose cement board reinforced with cellulose fibre manufactured through autoclaving process (high pressure steam cured) as per IS: 14862 with suitable fibre cement screw 8 mm thick (PRICE Code: 9.133.2.1) | 977.55 | sqm | PRICE Data | Others | Others
Providing and fixing, in position concealed G.I. section for wall paneling using board of required thickness fixed on the 'W' profile (0.55 mm thick) having a knurled web of 51.55 mm and two flanges of 26 mm each with lips of 10.55 mm, placed @ 610 mm C/C in perimeter channel having one flange of 20 mm and another flange of 30 mm with thickness of 0.55 mm and web of length 27 mm. Perimeter channel is fixed on the floor and the ceiling with the nylon sleeves @ 610 mm C/C with fully threaded self-tapping dry wall screws. Board is fixed to the 'W' profile with 25 mm countersunk ribbed head screws @ 200 mm C/C., all complete as per the drawing & directions of engineer-in-charge, the joints of the boards are finished with specially formulated jointing compound and 48 mm wide jointing tape to provide seamless finish. Non-asbestos multipurpose cement board reinforced with cellulose fibre manufactured through autoclaving process (high pressure steam cured) as per IS: 14862 with suitable fibre cement screw 8 mm thick Cement bonded wood particle board as per IS:14276 (PRICE Code: 9.133.2.2) | 971.15 | sqm | PRICE Data | Others | Others
Providing and fixing, in position concealed G.I. section for wall paneling using board of required thickness fixed on the 'W' profile (0.55 mm thick) having a knurled web of 51.55 mm and two flanges of 26 mm each with lips of 10.55 mm, placed @ 610 mm C/C in perimeter channel having one flange of 20 mm and another flange of 30 mm with thickness of 0.55 mm and web of length 27 mm. Perimeter channel is fixed on the floor and the ceiling with the nylon sleeves @ 610 mm C/C with fully threaded self-tapping dry wall screws. Board is fixed to the 'W' profile with 25 mm countersunk ribbed head screws @ 200 mm C/C., all complete as per the drawing & directions of engineer-in-charge, the joints of the boards are finished with specially formulated jointing compound and 48 mm wide jointing tape to provide seamless finish. Gypsum board conforming to IS : 2095 Part - I 12.5 mm thick (PRICE Code: 9.133.3.1) | 894.45 | sqm | PRICE Data | Others | Others
Providing and fixing wire gauge shutters using stainless steel grade 304 wire gauge with wire of dia 0.5 mm and average width of aperture 1.4 mm in both directions for doors, windows and clerestory windows with necessary screws: 35 mm thick shutters with ISI marked M.S. pressed butt hinges bright finished of required size Second class teak wood (PRICE Code: 9.134.1.1.1) | 3778.3 | sqm | PRICE Data | Others | Others
Providing and fixing wire gauge shutters using stainless steel grade 304 wire gauge with wire of dia 0.5 mm and average width of aperture 1.4 mm in both directions for doors, windows and clerestory windows with necessary screws: 35 mm thick shutters with ISI marked M.S. pressed butt hinges bright finished of required size Kiln seasoned and chemically treated hollock wood (PRICE Code: 9.134.1.1.2) | 2700.3 | sqm | PRICE Data | Others | Others
Providing and fixing wire gauge shutters using stainless steel grade 304 wire gauge with wire of dia 0.5 mm and average width of aperture 1.4 mm in both directions for doors, windows and clerestory windows with necessary screws: 35 mm thick shutters with ISI marked M.S. pressed butt hinges bright finished of required size Kiln seasoned selected class of sheesham wood (PRICE Code: 9.134.1.1.3) | 3409.3 | sqm | PRICE Data | Others | Others
Providing and fixing wire gauge shutters using stainless steel grade 304 wire gauge with wire of dia 0.5 mm and average width of aperture 1.4 mm in both directions for doors, windows and clerestory windows with necessary screws: 35 mm thick shutters With ISI marked stainless steel butt hinges of require size Second class teak wood (PRICE Code: 9.134.1.2.1) | 3888.1 | sqm | PRICE Data | Others | Others
Providing and fixing wire gauge shutters using stainless steel grade 304 wire gauge with wire of dia 0.5 mm and average width of aperture 1.4 mm in both directions for doors, windows and clerestory windows with necessary screws: 35 mm thick shutters With ISI marked stainless steel butt hinges of require size Kiln seasoned and chemically treated hollock wood (PRICE Code: 9.134.1.2.2) | 2810.1 | sqm | PRICE Data | Others | Others
Providing and fixing wire gauge shutters using stainless steel grade 304 wire gauge with wire of dia 0.5 mm and average width of aperture 1.4 mm in both directions for doors, windows and clerestory windows with necessary screws: 35 mm thick shutters With ISI marked stainless steel butt hinges of require size Kiln seasoned selected sheesham wood planks (PRICE Code: 9.134.1.2.3) | 3519.1 | sqm | PRICE Data | Others | Others
Providing and fixing wire gauge shutters using stainless steel grade 304 wire gauge with wire of dia 0.5 mm and average width of aperture 1.4 mm in both directions for doors, windows and clerestory windows with necessary screws: 30 mm thick shutters With ISI marked M.S. pressed butt hinges bright finished of required size Second class teak wood (PRICE Code: 9.134.2.1.1) | 3369.85 | sqm | PRICE Data | Others | Others
Providing and fixing wire gauge shutters using stainless steel grade 304 wire gauge with wire of dia 0.5 mm and average width of aperture 1.4 mm in both directions for doors, windows and clerestory windows with necessary screws: 30 mm thick shutters With ISI marked M.S. pressed butt hinges bright finished of required size Kiln seasoned and chemically treated hollock wood (PRICE Code: 9.134.2.1.2) | 2448.5 | sqm | PRICE Data | Others | Others
Providing and fixing wire gauge shutters using stainless steel grade 304 wire gauge with wire of dia 0.5 mm and average width of aperture 1.4 mm in both directions for doors, windows and clerestory windows with necessary screws: 30 mm thick shutters With ISI marked M.S. pressed butt hinges bright finished of required size Kiln seasoned selected class of sheesham wood (PRICE Code: 9.134.2.1.3) | 3054 | sqm | PRICE Data | Others | Others
Providing and fixing wire gauge shutters using stainless steel grade 304 wire gauge with wire of dia 0.5 mm and average width of aperture 1.4 mm in both directions for doors, windows and clerestory windows with necessary screws: 30 mm thick shutters With ISI marked stainless steel butt hinges of required size Second class teak wood (PRICE Code: 9.134.2.2.1) | 3479.65 | sqm | PRICE Data | Others | Others
Providing and fixing wire gauge shutters using stainless steel grade 304 wire gauge with wire of dia 0.5 mm and average width of aperture 1.4 mm in both directions for doors, windows and clerestory windows with necessary screws: 30 mm thick shutters With ISI marked stainless steel butt hinges of required size Kiln seasoned and chemically treated hollock wood (PRICE Code: 9.134.2.2.2) | 2558.3 | sqm | PRICE Data | Others | Others
Providing and fixing wire gauge shutters using stainless steel grade 304 wire gauge with wire of dia 0.5 mm and average width of aperture 1.4 mm in both directions for doors, windows and clerestory windows with necessary screws: 30 mm thick shutters With ISI marked stainless steel butt hinges of required size Kiln seasoned selected class of sheesham wood (PRICE Code: 9.134.2.2.3) | 3163.8 | sqm | PRICE Data | Others | Others
Providing and fixing fly proof stainless steel grade 304 wire gauge, to windows and clerestory windows using wire gauge with average width of aperture 1.4 mm in both directions with wire of dia 0.50 mm all complete. With 2nd class teak wood beading 62x19 mm (PRICE Code: 9.135.1) | 1175.1 | sqm | PRICE Data | Others | Others
Providing and fixing fly proof stainless steel grade 304 wire gauge, to windows and clerestory windows using wire gauge with average width of aperture 1.4 mm in both directions with wire of dia 0.50 mm all complete. With 12 mm mild steel U beading (PRICE Code: 9.135.2) | 869.4 | sqm | PRICE Data | Others | Others
Providing and fixing fire resistant door frame of section 143x57 mm having built in rebate made out of 16 SWG G.I. sheet ( zinc coating not less than 120 gm/ sqm) duly filled with vermuculite based concrete mix, suitable for mounting 60 minutes fire rated door shutters. The frame is fitted with intumuscent fire seal strip of size 10x4 mm (minimum) alround the frame and fixing with dash fastener of approved size and make, including applying a coat of approved brand fire resistant primer etc. complete as per direction of Engineer -in-charge (Dash fastener to be paid for separately ). (PRICE Code: 9.136) | 1253.85 | metre | PRICE Data | Others | Others
Providing and fixing 50 mm thick glazed fire resistant door shutters of 60 minutes fire rating conforming to IS : 3614 (Part - II), tested and certified as per laboratory approved by Engineer-in-Charge, with suitable mounting on door frame, consisting of vertical styles, lock rail, top rail 100 mm wide, bottom rail 200 mm wide, made out of 16 SWG G.I. sheet (zinc coating not less than 120 gm/m2) duly filled FR insulation material and fixing with necessary stainless steel ball bearing hinges of approved make including applying a coat of approved fire resistant primer etc. all complete as per direction of Engineer -in-charge ( panneling to be paid for separately). (PRICE Code: 9.137) | 5352.85 | sqm | PRICE Data | Others | Others
Providing and fixing glazing in fire resistant door shutters, fixed panels & partitions etc., with G.I. beading made out of 1.6 mm thick G.I. sheet (zinc coating not less than 120 gm/m²) of size 20 x 33 mm screwed with M4 x 38 mm SS screws at distance 75 mm from the edges and 150 mm c/c , including applying a coat of approved fire resistant primer/powder coating of not less than 30 micron on G.I. beading, & special ceramic tape of 5 x 20 mm size etc complete in all respect as per NBC 2016, IS 16231 (Part 3):2016 and as per direction of Engineer-in-charge with glass of required thickness having 60 minutes of fire resistance both integrity & radiation control (EW60) and minimum 20 minutes of insulation (EI20). The manufacturer have to give test report/certification of fire glass and the glass should have the stamp showing the value of E, EW & EI. The glass shall be tested in approved NABL accredited lab or by any other accreditation body which operates in accordance with ISO/IEC 17011 and accredits labs as per ISO/IEC 17025 for testing and calibration scopes shall be eligible. The maximum glazing size shall not be more than 1100x2200 mm (w x h) or 2.42 sqm. (PRICE Code: 9.138) | 31296.35 | sqm | PRICE Data | Others | Others
Providing and fixing glazing in fire resistant door shutters, fixed panels & partitions etc., with G.I. beading made out of 1.6 mm thick G.I. sheet (zinc coating not less than 120 gm/m²) of size 20 x 33 mm screwed with M4 x 38 mm SS screws at distance 75 mm from the edges and 150 mm c/c , including applying a coat of approved fire resistant primer/powder coating of not less than 30 micron on G.I. beading, & special ceramic tape of 5 x 20 mm size etc complete in all respect as per NBC 2016, IS 16231 (Part 3):2016 and as per direction of Engineer-in-charge with glass of required thickness having 60 minutes of fire resistance both integrity & radiation control (EW60) and minimum 20 minutes of insulation (EI20). The manufacturer have to give test report/certification of fire glass and the glass should have the stamp showing the value of E, EW & EI. The glass shall be tested in approved NABL accredited lab or by any other accreditation body which operates in accordance with ISO/IEC 17011 and accredits labs as per ISO/IEC 17025 for testing and calibration scopes shall be eligible. The maximum glazing size shall not be more than 1100x2200 mm (w x h) or 2.42 sqm. With clear fire resistant glass panes 6 mm thick of approved brand, having minimum 60 minutes fire resisitance (PRICE Code: 9.138.1) | 27528.9 | sqm | PRICE Data | Others | Others
Providing and fixing panic bar / latch (Double point ) fitted with a single body, Trim Latch & Lock on back side of the Panic Latch of reputed brand and manufacture to be approved by the Engineer -in-charge, all complete. (PRICE Code: 9.139) | 6194 | no | PRICE Data | Others | Others
Providing and fixing plain lining with necessary screws/nuts/& bolts/nails, including a coat of approved primer on one face, and fixed on wooden /steel frame work, complete as per direction of Engineer-in-charge ( Frame work shall be paid for separately) 12 mm thick commercial ply conforming to IS: 1328 BWR type (PRICE Code: 9.140.1) | 903.6 | sqm | PRICE Data | Others | Others
Providing and fixing PVC Door Frame of size 50x47 mm with a wall thickness of 5 mm (±0.2mm), made out of single piece extruded PVC profile, with mitred cut joints and with 2 nos of PVC bracket of size 190 mm x 100 mm long arms of cross section size 35 x 15 mm & self driven self taping screws, the vertical door profiles to be reinforced with 40x20 mm M.S. rectangular tube of 0.8 mm, including providing EPDM rubber gasket weather seal throughout the frame, including jointing 5 mm PVC frame strip with PVC solvent cement on the back of the profile. The door frame to be fixed to the wall using 8x100 mm long anchor fasteners complete, all as per manufacturer's specification and direction of Engineer-in--charge. (PRICE Code: 9.141) | 396.55 | metre | PRICE Data | Others | Others
35 mm thick factory made Solid panel PVC Door shutter, made out of single piece extruded solid PVC ( ±0.2 mm) thick, having styles & rails (except lock rail ) of size 95 mmx 35 mm x 5 mm, out of which 75 mm shall be flat and 20 mm shall be tapered (on both side), having one side thickness of 15 mm integrally extruded on the hinges side of the profile for better screw holding power, including reinforcing with MS tube of size 40 mm x 20 mm x 1 mm, joints of styles & rails to be mitered cut & joint with the help of PVC solvent cement, self driven self tapping screws & M.S. rectangular pipes bracket of size 190 mm x 100 mm of cross section size 35 mm x 17 mm s 1 mm at each corner. Single piece extruded 5 mm thick solid PVC Lock rail of size 115 mm x 35 mm x 35 mm, out of which 95 mm to be flat and 20 mm to be tapered at both ends, having 15 mm solid core in middle of rail section integrally extruded, fixing the styles & rails with the help of solvent and self driven self tapping screws of 125 mm x 11 mm, including providing 5 mm Single piece solid PVC extruded sheet inserted in the door as panel, all complete as per manufacturer's specification and direction of Engineer-in-charge. Non decorative finish (matt finish) (PRICE Code: 9.142.1) | 2813.4 | sqm | PRICE Data | Others | Others
35 mm thick factory made Solid panel PVC Door shutter, made out of single piece extruded solid PVC ( ±0.2 mm) thick, having styles & rails (except lock rail ) of size 95 mmx 35 mm x 5 mm, out of which 75 mm shall be flat and 20 mm shall be tapered (on both side), having one side thickness of 15 mm integrally extruded on the hinges side of the profile for better screw holding power, including reinforcing with MS tube of size 40 mm x 20 mm x 1 mm, joints of styles & rails to be mitered cut & joint with the help of PVC solvent cement, self driven self tapping screws & M.S. rectangular pipes bracket of size 190 mm x 100 mm of cross section size 35 mm x 17 mm s 1 mm at each corner. Single piece extruded 5 mm thick solid PVC Lock rail of size 115 mm x 35 mm x 35 mm, out of which 95 mm to be flat and 20 mm to be tapered at both ends, having 15 mm solid core in middle of rail section integrally extruded, fixing the styles & rails with the help of solvent and self driven self tapping screws of 125 mm x 11 mm, including providing 5 mm Single piece solid PVC extruded sheet inserted in the door as panel, all complete as per manufacturer's specification and direction of Engineer-in-charge. Decorative finish (wood grained finish) (PRICE Code: 9.142.2) | 3336.1 | sqm | PRICE Data | Others | Others
Providing and fixing factory made uPVC door frame, made of uPVC extruded section, of size 65 mm x 55 mm with wall thickness 2.0 mm (? 0.2mm), corners of the door frame to be mitred cut and jointed with plastic brackets and stainless steel screws, reinforcing hinge side vertical of the frames with PVC profile of Size 28 mm x 30 mm having wall thickness 2 mm ( ? 0.2 mm), including providing & fixing 3 nos of 125 mm long stainless steel hinges to the frame, fixing the frame with jamb with required number & size of anchor dash fastners, all complete as per manufacturer's specification and direction of Engineer-in-charge. (PRICE Code: 9.143) | 458.65 | metre | PRICE Data | Others | Others
Providing and fixing 37 mm thick factory made PVC door shutter, styles and rails made of PVC hollow section of size 100 mm x 37 mm with wall thickness 2 mm ( ± 0.2 mm), with inbuilt bead on one side, styles and rails mitered cut and joint at the corners by means of 2 nos of plastic brackets of size 75 mm x 220 mm at each corners by means of 2 nos of plastic brackets of size 75 mm x 220 mm at each corner and stainless steel screws, reinforcing the hinge side of style by inserting corner and stainless steel screws, reinforcing the hinge side of style by inserting PVC profile of size 28 mm x 30 mm, with wall thickness 2 mm ( ± 0.2 mm). Lockrail of size 100 mm x 37 mm, wall thickness 2 mm (± 02. mm) will be fixed to the vertical styles. Providing with PVC snapfit beads and panel of size 100 mm x 20 mm, and inserting 2 nos tie bar of 6 mm dia and fastening with nuts and washers complete, all as per manufacturer's specification and direction of Engineer -in- charge. (PRICE Code: 9.144) | 3054.8 | sqm | PRICE Data | Others | Others
Providing and Fixing factory made PVC door frame made of PVC extruded sections of size 75 mm x 53 mm, having wall thickness 2.0 mm (± 0.2 mm) Both vertical sides of the frame reinforced with PVC profile of cross section size 28 mm x 30 mm x 2 mm thickness (± 0.2 mm ) and 75 mmx 200 mm long, including reinforcing both ends of the top frame with PVC profile. PVC Door Frame and PVC reinforcement profile to be mitred cut jointed and fusion welded together, including providing and fixing 3 nos of 125 mm long stainless steel hinges to frame, fixing the frame with jamb with required nos & sizes of anchor dash fastener, all complete as per manufacturer's specification and direction of engineer-in-charge. (PRICE Code: 9.145) | 510.9 | metre | PRICE Data | Others | Others
Providing and fixing 37 mm thick factory made PVC Door shutter, styles and rails made of PVC hollow extruded printed and laminated section having overall dimension 115 mm x 37 mm with wall thickness 2 mm ( � 0.2 mm) with inbuilt beading on one side, the styles and rails mitred cut and joint at corners by inserting 2 nos PVC profile reinforcement of size 75 mm x 200 mm long with cross section size of 28 mm x 30 mm having wall thickness 2 mm (� 0.2 mm). Styles, rails and reinforcements to be fusion welded together. Only hinges side vertical style to be reinforced with PVC profile reinforcement in full length, Printed and laminated PVC lock rail of size 110 mm x 37 mm having wall thickness 2 mm (� 0.2 mm) to be welded horizontally with the vertical styles after inserting PVC profile reinforcement as in styles and rails, providing with PVC snap fit beading, panels of 100 x 20 mm printed & laminated and inserting 2 nos 6 mm dia bright steel rod horizontally with both side threaded and tightened with check nuts and washers complete, all as per manufacturer's specification and direction of engineer-in-charge. (PRICE Code: 9.146) | 3287.1 | sqm | PRICE Data | Others | Others
Providing and fixing stainless steel (SS-304 grade) friction hinges to the side/ top hung uPVC windows, of approved quality, with necessary stainless steel screws etc. as per direction of Engineer - in-charge. 200 x 19 x 1.9 mm (PRICE Code: 9.148.1) | 260.35 | no | PRICE Data | Others | Others
Providing and fixing stainless steel (SS-304 grade) friction hinges to the side/ top hung uPVC windows, of approved quality, with necessary stainless steel screws etc. as per direction of Engineer - in-charge. 250 x 19 x 1.9 mm (PRICE Code: 9.148.2) | 289.4 | no | PRICE Data | Others | Others
Providing and fixing stainless steel (SS-304 grade) friction hinges to the side/ top hung uPVC windows, of approved quality, with necessary stainless steel screws etc. as per direction of Engineer - in-charge. 300 x 19 x 1.9 mm (PRICE Code: 9.148.3) | 306.8 | no | PRICE Data | Others | Others
Providing and fixing stainless steel (SS-304 grade) friction hinges to the side/ top hung uPVC windows, of approved quality, with necessary stainless steel screws etc. as per direction of Engineer - in-charge. 350 x 19 x 1.9 mm (PRICE Code: 9.148.4) | 422.95 | no | PRICE Data | Others | Others
Providing and fixing stainless steel (SS-304 grade) friction hinges to the side/ top hung uPVC windows, of approved quality, with necessary stainless steel screws etc. as per direction of Engineer - in-charge. 400 x 19 x 1.9 mm (PRICE Code: 9.148.5) | 446.2 | no | PRICE Data | Others | Others
Providing and fixing casement handle made of zinc alloyed (white powder coated) for uPVC casement window with necessary screws etc. complete. (PRICE Code: 9.149) | 163 | no | PRICE Data | Others | Others
Providing and fixing zinc alloyed (white powder coated) touch lock for uPVC sliding window with necessary screws etc. complete. (PRICE Code: 9.15) | 133.95 | no | PRICE Data | Others | Others
Providing and fixing steel roller for uPVC sliding window with necessary screws etc. complete. (PRICE Code: 9.151) | 77.05 | no | PRICE Data | Others | Others
Providing and fixing steel roller for uPVC sliding door with necessary screws etc. Complete. (PRICE Code: 9.152) | 122.35 | no | PRICE Data | Others | Others
Providing and fixing steel (white power coated) crescent lock for uPVC sliding window/ door with necessary screws etc. complete. (PRICE Code: 9.153) | 145.6 | no | PRICE Data | Others | Others
Providing and fixing frame work for partitions/ wall lining etc. made of 50x50x1.6 mm hollow MS tube, placed along the walls, ceiling and floor in a grid pattern with spacing @ 60 cm centre to centre both ways (vertically & horizontally) or at required spacing near opening, with necessary welding at junctions and fixing the frame to wall/ceiling/floors with steel dash fasteners of 8 mm dia, 75 mm long bolt, including making provision for opening for doors, windows, electrical conduits, switch boards etc., including providing with two coats of approved steel primer etc. complete, all as per direction of Engineer-in- charge. (PRICE Code: 9.154) | 107.9 | kg | PRICE Data | Others | Others
Providing and fixing paneling or paneling and glazing in paneled or paneled and glazed shutters for doors, windows and clerestory windows (area of opening for panel inserts excluding portion inside grooves or rebated to be measured). Panelling for paneled and glazed shutters 25mm to 40mm thick: Pre-laminated with decorative lamination on both side exterior Grade - I MDF Board 12 mm thick confirming to IS:14587. (PRICE Code: 9.155) | 1409.9 | sqm | PRICE Data | Others | Others
Providing and fixing Pre-laminated medium density fibre board exterior grade (Grade-I) IS:14587:1998 marked, to backing or studding with screws etc. complete (Frames, backing or studding to be paid separately). Pre-laminated with decorative lamination on both side exterior Grade -I MDF Board 12 mm thick confirming to IS:14587. (PRICE Code: 9.156.1) | 768.4 | sqm | PRICE Data | Others | Others
Providing and fixing Pre-laminated medium density fibre board exterior grade (Grade-I) IS:14587:1998 marked, to backing or studding with screws etc. complete (Frames, backing or studding to be paid separately). Pre-laminated with decorative lamination on both dide exterior Grade-I MDF Board 18 mm thick confirming to IS:14587. (PRICE Code: 9.156.2) | 937.55 | sqm | PRICE Data | Others | Others
Providing and fixing Pre-laminated medium density fibre board IS:14587:1998 marked, with one side decorative lamination other side balancing lamination Grade-I (exterior grade) in shelves with screws and fittings wherever required, edges to be sealed with PVC edge bending tape 2.00 mm thick of approved brand (fittings to be paid separately). Pre-laminated with decorative lamination one side and other side balancing laminaion exterior Grade-I MDF Board 18mm thick confirming to IS:14587. (PRICE Code: 9.157.1) | 1048.35 | sqm | PRICE Data | Others | Others
Providing and fixing Pre-laminated medium density fibre board IS:14587:1998 marked, with one side decorative lamination other side balancing lamination Grade-I (exterior grade) in shelves with screws and fittings wherever required, edges to be sealed with PVC edge bending tape 2.00 mm thick of approved brand (fittings to be paid separately). Pre-laminated with decorative lamination one side and other side balancing lamination exterior Grade-I MDF Board 25mm thick confirming to IS:14587. (PRICE Code: 9.157.2) | 1411.6 | sqm | PRICE Data | Others | Others
Providing and fixing in wall lining medium density fibre board IS: 14587: 1998 marked, Pre-laminated one side decorative lamination and other side balancing lamination, with necessary fixing arrangement and screws etc. complete. 12 mm thick. (PRICE Code: 9.158.1) | 912.1 | sqm | PRICE Data | Others | Others
Providing and fixing in wall lining medium density fibre board IS: 14587: 1998 marked, Pre-laminated one side decorative lamination and other side balancing lamination, with necessary fixing arrangement and screws etc. complete. 18mm thick. (PRICE Code: 9.158.2) | 1084.6 | sqm | PRICE Data | Others | Others
Providing and fixing in wall lining medium density fibre board IS: 14587: 1998 marked, Pre-laminated one side decorative lamination and other side balancing lamination, with necessary fixing arrangement and screws etc. complete. 25 mm thick. (PRICE Code: 9.158.3) | 1461.5 | sqm | PRICE Data | Others | Others
Providing and fixing 25mm thick pre-laminated medium density fibre board exterior grade (Grade-I) IS:14587:1998 marked one side decorative and other side balancing lamination for cupboard shutters edges to be sealed with PVC edge bending tape 2.00 mm thick of approved brand including ISI marked nickeled plated bright finishing M.S. piano hinge IS: 3818 marked with necessary screwed complete. (PRICE Code: 9.159) | 1577.15 | sqm | PRICE Data | Others | Others
Providing and fixing skirting with Pre-laminated medium density fibre board exterior grade (Grade-I) IS:14587:1998 marked, (one side decorative and other side balancing lamination) with necessary fixing arrangements and screws, including drilling necessary holes for rawl plugs etc. and edges to be sealed with PVC edge bending tape 2.00 mm thick of approved brand complete. 18 mm thick. (PRICE Code: 9.160.1) | 1600.1 | sqm | PRICE Data | Others | Others
Providing and fixing skirting with Pre-laminated medium density fibre board exterior grade (Grade-I) IS:14587:1998 marked, (one side decorative and other side balancing lamination) with necessary fixing arrangements and screws, including drilling necessary holes for rawl plugs etc. and edges to be sealed with PVC edge bending tape 2.00 mm thick of approved brand complete. 25 mm thick (PRICE Code: 9.160.2) | 1977 | sqm | PRICE Data | Others | Others
Providing and fixing fire resistant door frame of section 50 x 60 mm on horizontal side & 35 x 60 mm on vertical sides having built in rebate made out of 1.6 mm thick GI sheet ( Zinc coating not less than 120gm/m2) suita2ble for mounting 120 min Fire Rated Glazed Door Shutters. The frame shall be filled with Mineral wool Insulation having density min 96Kg/m2 . The frame will have a provision of G.I. Anchor fastners 14 nos ( 5 each on vertical style & 4 on horizontal style of size M10 x 80 ) suitable for fixing in the opening along with Factory made Template for SS Ball Bearing Hinges of Size 100x89x3mm for fixing of fire rated glazed shutter . The frame shall be finished with a approved fire resistant primer or Powder coating of not less than 30 micron in desired shade as per the directions of Engineer - in- charge . (Cost of SS ball bearing hinges is excluded (PRICE Code: 9.161) | 1313.45 | metre | PRICE Data | Others | Others
Providing and fixing 60 mm thick glazed fire resistant door shutters of 120 min Fire Rating confirming to IS:3614 (Part II) or EN1634-1:1999, tested and certified as per laboratory approved by Engineer-in-charge, with suitable mounting on door frame, consisting of vertical styles, top rail & side rail 60 mm x 60 mm wide and bottom rail of 110 mm x 60 mm made out of 1.6mm thick G.I. sheet (zinc coating not less than 120gm/m²) duly filled mineral wool insulation having density min 96 kg/m³ and fixing with necessary stainless steel ball bearing hinges of size 100x89x3mm of approved make, including applying a coat of approved fire resistant primer or powder coating not less than 30 micron etc all complete as per direction of Engineer-in-charge (panelling to be paid for seperately (PRICE Code: 9.162) | 7274.3 | sqm | PRICE Data | Others | Others
Providing and fixing non load bearing fixed frame for fire resistant glazed Partition for 120 min Fire Rating, made out to a profile of dimension 60mm x 70 mm of 1.6 mm thick galvanised steel sheet as per test evidence suitable for fixing fire rated glass for 120 min of both integrity & radiation control (EW120) & minimum 15 min of insulation (EI15).The profile has to be fixed to the supporting construction by means of anchor (PRICE Code: 9.163) | 1313.45 | metre | PRICE Data | Others | Others
Providing and fixing glazing in fire resistant door shutters, fixed panels & partitions etc., with G.I. beading made out of 1.6 mm thick G.I. sheet (zinc coating not less than 120 gm/m²) of size 20 x 33 mm screwed with M4 x 38 mm SS screws at distance 75 mm from the edges and 150 mm c/c , including applying a coat of approved fire resistant primer/powder coating of not less than 30 micron on G.I. beading, & special ceramic tape of 5 x 20 mm size etc complete in all respect as per direction of Engineer-incharge. The glass shall be clear, toughened, interlayered, non-wired fire resistant having 11 mm thickness of approved brand with 120 minutes of fire resistance both integrity & radiation control (EW120) and minimum 15 min of insulation (EI15) and having a sound reduction of ?37dB and LT of 86%. Glass shall be compliant to class 2(B)2 category of Impact Resistance as per EN 12600. The glass should be manufactured in UL & TUV audited Facility and including UL-EU Certification.The maximum glazing size cannot be more than 1100 mm x 2200 mm (w x h) or 2.42 sq mts in total area. The test report for the complete system (Glazed Door or Partition) will be considered valid only if it contains the stamp and signature of the authorized signatory from the glass manufacturer. (Actual glass size is to be measured at site for payments). (PRICE Code: 9.164) | 34200.1 | sqm | PRICE Data | Others | Others
Providing and fixing bright /matt finished Stainless Steel handles of approved quality & make with necessary screws etc all complete. 125 mm (PRICE Code: 9.165.1) | 85.7 | no | PRICE Data | Others | Others
Providing and fixing bright /matt finished Stainless Steel handles of approved quality & make with necessary screws etc all complete. 100mm (PRICE Code: 9.165.2) | 64.2 | no | PRICE Data | Others | Others
Providing and fixing bright /matt finished Stainless Steel handles of approved quality & make with necessary screws etc all complete. 75 mm (PRICE Code: 9.165.3) | 41 | no | PRICE Data | Others | Others
Providing and fixing factory made uPVC white colour casement/casement cum fixed glazed windows comprising of uPVC multi-chambered frame, sash and mullion (where ever required) extruded profiles duly reinforced with 1.60 +/- 0.2 mm thick galvanized mild steel section made from roll forming process of required length (shape & size according to uPVC profile), uPVC extruded glazing beads of appropriate dimension, EPDM gasket, stainless steel (SS 304 grade) friction hinges, zinc alloy (white powder coated) casement handles, G.I fasteners 100 x 8 mm size for fixing frame to finished wall, plastic packers, plastic caps and necessary stainless steel screws etc. Profile of frame & sash shall be mitred cut and fusion welded at all corners, mullion (if required) shall be also fusion welded including drilling of holes for fixing hardware's and drainage of water etc. After fixing frame the gap between frame and adjacent finished wall shall be filled with weather proof silicon sealant over backer rod of required size and of approved quality, all complete as per approved drawing & direction of Engineer-in-Charge. (Single / double glass panes and silicon sealant shall be paid separately) Note: For uPVC frame, sash and mullion extruded profiles minus 5% tolerance in dimension i.e. in depth & width of profile shall be acceptable. Casement window double panels with top fixed with S.S. friction hinges (350 x 19 x 1.9 mm) made of (small series) frame 47 x 50 mm, sash 47 x 68 mm & mullion 47 x 68 mm all having wall thickness of 1.9 ± 0.2 mm and single glazing bead of appropriate dimension. ( Area of window upto 2.50 sqm). (PRICE Code: 9.17A.3) | 6061.25 | sqm | PRICE Data | Others | Others
Providing and fixing factory made uPVC white colour casement/casement cum fixed glazed windows comprising of uPVC multi-chambered frame, sash and mullion (where ever required) extruded profiles duly reinforced with 1.60 +/- 0.2 mm thick galvanized mild steel section made from roll forming process of required length (shape & size according to uPVC profile), uPVC extruded glazing beads of appropriate dimension, EPDM gasket, stainless steel (SS 304 grade) friction hinges, zinc alloy (white powder coated) casement handles, G.I fasteners 100 x 8 mm size for fixing frame to finished wall, plastic packers, plastic caps and necessary stainless steel screws etc. Profile of frame & sash shall be mitred cut and fusion welded at all corners, mullion (if required) shall be also fusion welded including drilling of holes for fixing hardware's and drainage of water etc. After fixing frame the gap between frame and adjacent finished wall shall be filled with weather proof silicon sealant over backer rod of required size and of approved quality, all complete as per approved drawing & direction of Engineer-in-Charge. (Single / double glass panes and silicon sealant shall be paid separately) Note: For uPVC frame, sash and mullion extruded profiles minus 5% tolerance in dimension i.e. in depth & width of profile shall be acceptable. Casement window single panel with S.S. friction hinges (300 x 19 x 1.9 mm), made of (small series) frame 47 x 50 mm & sash 47 x 68 mm both having wall thickness of 1.9 +/- 0.2 mm and single glass pane glazing bead of appropriate dimension. (Area of window upto 0.75 sqm.) (PRICE Code: 9.147A.1) | 8232.9 | sqm | PRICE Data | Others | Others
Providing and fixing factory made uPVC white colour casement/casement cum fixed glazed windows comprising of uPVC multi-chambered frame, sash and mullion (where ever required) extruded profiles duly reinforced with 1.60 +/- 0.2 mm thick galvanized mild steel section made from roll forming process of required length (shape & size according to uPVC profile), uPVC extruded glazing beads of appropriate dimension, EPDM gasket, stainless steel (SS 304 grade) friction hinges, zinc alloy (white powder coated) casement handles, G.I fasteners 100 x 8 mm size for fixing frame to finished wall, plastic packers, plastic caps and necessary stainless steel screws etc. Profile of frame & sash shall be mitred cut and fusion welded at all corners, mullion (if required) shall be also fusion welded including drilling of holes for fixing hardware's and drainage of water etc. After fixing frame the gap between frame and adjacent finished wall shall be filled with weather proof silicon sealant over backer rod of required size and of approved quality, all complete as per approved drawing & direction of Engineer-in-Charge. (Single / double glass panes and silicon sealant shall be paid separately) Note: For uPVC frame, sash and mullion extruded profiles minus 5% tolerance in dimension i.e. in depth & width of profile shall be acceptable. Casement window double panels with S.S. friction hinges (300 x 19 x 1.9 mm) made of (small series) frame 47 x 50 mm, sash 47 x 68 mm & mullion 47 x 68 mm all having wall thickness of 1.9 ± 0.2 mm and single glazing bead of appropriate dimension. (Area of window above 0.75 sqm upto 1.50 sqm). (PRICE Code: 9.147A.2) | 7568.1 | sqm | PRICE Data | Others | Others
Providing and fixing factory made uPVC white colour casement/casement cum fixed glazed windows comprising of uPVC multi-chambered frame, sash and mullion (where ever required) extruded profiles duly reinforced with 1.60 +/- 0.2 mm thick galvanized mild steel section made from roll forming process of required length (shape & size according to uPVC profile), uPVC extruded glazing beads of appropriate dimension, EPDM gasket, stainless steel (SS 304 grade) friction hinges, zinc alloy (white powder coated) casement handles, G.I fasteners 100 x 8 mm size for fixing frame to finished wall, plastic packers, plastic caps and necessary stainless steel screws etc. Profile of frame & sash shall be mitred cut and fusion welded at all corners, mullion (if required) shall be also fusion welded including drilling of holes for fixing hardware's and drainage of water etc. After fixing frame the gap between frame and adjacent finished wall shall be filled with weather proof silicon sealant over backer rod of required size and of approved quality, all complete as per approved drawing & direction of Engineer-in-Charge. (Single / double glass panes and silicon sealant shall be paid separately) Note: For uPVC frame, sash and mullion extruded profiles minus 5% tolerance in dimension i.e. in depth & width of profile shall be acceptable. Casement window double panels with top fixed with S.S. friction hinges (350 x 19 x 1.9 mm) made of (small series) frame 47 x 50 mm, sash 47 x 68 mm & mullion 47 x 68 mm all having wall thickness of 1.9 ± 0.2 mm and single glazing bead of appropriate dimension. ( Area of window upto 2.50 sqm). (PRICE Code: 9.147A.3) | 6061.25 | sqm | PRICE Data | Others | Others
Providing and fixing factory made uPVC white colour casement/casement cum fixed glazed windows comprising of uPVC multi-chambered frame, sash and mullion (where ever required) extruded profiles duly reinforced with 1.60 +/- 0.2 mm thick galvanized mild steel section made from roll forming process of required length (shape & size according to uPVC profile), uPVC extruded glazing beads of appropriate dimension, EPDM gasket, stainless steel (SS 304 grade) friction hinges, zinc alloy (white powder coated) casement handles, G.I fasteners 100 x 8 mm size for fixing frame to finished wall, plastic packers, plastic caps and necessary stainless steel screws etc. Profile of frame & sash shall be mitred cut and fusion welded at all corners, mullion (if required) shall be also fusion welded including drilling of holes for fixing hardware's and drainage of water etc. After fixing frame the gap between frame and adjacent finished wall shall be filled with weather proof silicon sealant over backer rod of required size and of approved quality, all complete as per approved drawing & direction of Engineer-in-Charge. (Single / double glass panes and silicon sealant shall be paid separately) Note: For uPVC frame, sash and mullion extruded profiles minus 5% tolerance in dimension i.e. in depth & width of profile shall be acceptable. Casement window single panel with S.S. friction hinges (400 x 19 x 1.9 mm) made of (big series)frame 67 x 60 mm & sash 67 x 80 mm both having wall thickness of 2.3 ± 0.2 mm and single glazing bead / double glazing bead of appropriate dimension. (Area of window above 0.75 sqm.) (PRICE Code: 9.147A.4) | 8100.45 | sqm | PRICE Data | Others | Others
Providing and fixing factory made uPVC white colour casement/casement cum fixed glazed windows comprising of uPVC multi-chambered frame, sash and mullion (where ever required) extruded profiles duly reinforced with 1.60 +/- 0.2 mm thick galvanized mild steel section made from roll forming process of required length (shape & size according to uPVC profile), uPVC extruded glazing beads of appropriate dimension, EPDM gasket, stainless steel (SS 304 grade) friction hinges, zinc alloy (white powder coated) casement handles, G.I fasteners 100 x 8 mm size for fixing frame to finished wall, plastic packers, plastic caps and necessary stainless steel screws etc. Profile of frame & sash shall be mitred cut and fusion welded at all corners, mullion (if required) shall be also fusion welded including drilling of holes for fixing hardware's and drainage of water etc. After fixing frame the gap between frame and adjacent finished wall shall be filled with weather proof silicon sealant over backer rod of required size and of approved quality, all complete as per approved drawing & direction of Engineer-in-Charge. (Single / double glass panes and silicon sealant shall be paid separately) Note: For uPVC frame, sash and mullion extruded profiles minus 5% tolerance in dimension i.e. in depth & width of profile shall be acceptable. Casement window double panels with S.S. friction hinges (350 x 19 x 1.9 mm) made of (big series)frame 67 x 60 mm & sash / mullion 67 x 80 mm both having wall thickness of 2.3 ± 0.2 mm and single glazing bead/ double glazing bead of appropriate dimension. (Area of window above 1.50 sqm). (PRICE Code: 9.147A.5) | 8391.45 | sqm | PRICE Data | Others | Others
Providing and fixing factory made uPVC white colour casement/casement cum fixed glazed windows comprising of uPVC multi-chambered frame, sash and mullion (where ever required) extruded profiles duly reinforced with 1.60 +/- 0.2 mm thick galvanized mild steel section made from roll forming process of required length (shape & size according to uPVC profile), uPVC extruded glazing beads of appropriate dimension, EPDM gasket, stainless steel (SS 304 grade) friction hinges, zinc alloy (white powder coated) casement handles, G.I fasteners 100 x 8 mm size for fixing frame to finished wall, plastic packers, plastic caps and necessary stainless steel screws etc. Profile of frame & sash shall be mitred cut and fusion welded at all corners, mullion (if required) shall be also fusion welded including drilling of holes for fixing hardware's and drainage of water etc. After fixing frame the gap between frame and adjacent finished wall shall be filled with weather proof silicon sealant over backer rod of required size and of approved quality, all complete as per approved drawing & direction of Engineer-in-Charge. (Single / double glass panes and silicon sealant shall be paid separately) Note: For uPVC frame, sash and mullion extruded profiles minus 5% tolerance in dimension i.e. in depth & width of profile shall be acceptable. Casement cum fixed panel window having both end single casement panel, middle fixed panels and at top completely fixed ventilator with S.S friction hinges (350 x 19 x 1.9) made of (big series) frame 67 x 60 mm , sash 67 x 80 mm , & mullion 67 x 80 mm all having wall thickness of 2.3 ± 0.2 mm and single glazing bead/double glazing bead of appropriate dimension. (Area of window above 3.00 sqm upto 5.00 sqm). (PRICE Code: 9.147A.6) | 6287.2 | sqm | PRICE Data | Others | Others
543 SUB HEAD : 9 - WOOD & PVC WORK 9.147B Providing and fixing factory made uPVC white colour fixed glazed windows/ ventilators comprising of uPVC multi-chambered frame and mullion (where ever required) extruded profiles duly reinforced with 1.60 ± 0.2 mm thick galvanized mild steel section made from roll forming process of required length (shape & size according to uPVC profile), , uPVC extruded glazing beads of appropriate dimension, EPDM gasket, G.I fasteners 100 x 8 mm size for fixing frame to finished wall, plastic packers, plastic caps and necessary stainless steel screws etc. Profile of frame shall be mitred cut and fusion welded at all corners, mullion (if required) shall be also fusion welded including drilling of holes for fixing hardware's and drainage of water etc. After fixing frame the gap between frame and adjacent finished wall shall be filled with weather proof silicon sealant over backer rod of required size and of approved quality, all complete as per approved drawing & direction of Engineer-in-Charge. (Single / double glass panes and silicon sealant shall be paid separately). Note: For uPVC frame, sash and mullion extruded profiles minus 5% tolerance in dimension i.e. in depth & width of profile shall be acceptable. Fixed window / ventilator made of (small series) frame 47 x 50 mm & mullion 47 x 68 mm both having wall thickness of 1.9 ± 0.2 mm and single glazing bead of appropriate dimension. (Area upto 0.75 sqm.) (PRICE Code: 9.147B.1) | 5624.35 | sqm | PRICE Data | Others | Others
Providing and fixing factory made uPVC white colour casement/ Casement cum fixed glazed door comprising of uPVC multi-chambered frame, sash and mullion (where ever required) extruded profiles duly reinforced with 1.60 +/- 0.2 mm thick galvanized mild steel section made from roll forming process of required length (shape & size according to uPVC profile), uPVC extruded glazing beads of appropriate dimension, EPDM gasket, zinc alloy (white powder coated) 3D hinges and one handle on each side of panels along with zinc plated mild steel multi point locking having transmission gear, cylinder with keeps and one side key, G.I fasteners 100 x 8 mm size for fixing frame to finished wall and necessary stainless steel screws, etc. Profile of frame & sash shall be mitred cut and fusion welded at all corners, mullion (if required) shall be also fusion welded including drilling of holes for fixing hardware's and drainage of water etc. After fixing frame the gap between frame and adjacent finished wall shall be filled with weather proof silicon sealent over backer rod of required size and of approved quality, all complete as per approved drawing & direction of Engineer-in-Charge. (Single / double glass panes and silicon sealent shall be paid separately). Note: For uPVC frame, sash and mullion extruded profiles minus 5% tolerance in dimension i.e. in depth & width of profile shall be acceptable. Casement door with 3D hinges made of (big series) frame 67 x 64 mm & sash 67 x 110 mm both having wall thickness of 2.3 +/- 0.2 mm and single glazing bead / double glazing bead of appropriate dimension. (Area of door upto 2.00 sqm). (PRICE Code: 9.147C.1) | 7927.25 | sqm | PRICE Data | Others | Others
Providing and fixing factory made uPVC white colour casement/ Casement cum fixed glazed door comprising of uPVC multi-chambered frame, sash and mullion (where ever required) extruded profiles duly reinforced with 1.60 +/- 0.2 mm thick galvanized mild steel section made from roll forming process of required length (shape & size according to uPVC profile), uPVC extruded glazing beads of appropriate dimension, EPDM gasket, zinc alloy (white powder coated) 3D hinges and one handle on each side of panels along with zinc plated mild steel multi point locking having transmission gear, cylinder with keeps and one side key, G.I fasteners 100 x 8 mm size for fixing frame to finished wall and necessary stainless steel screws, etc. Profile of frame & sash shall be mitred cut and fusion welded at all corners, mullion (if required) shall be also fusion welded including drilling of holes for fixing hardware's and drainage of water etc. After fixing frame the gap between frame and adjacent finished wall shall be filled with weather proof silicon sealent over backer rod of required size and of approved quality, all complete as per approved drawing & direction of Engineer-in-Charge. (Single / double glass panes and silicon sealent shall be paid separately). Note: For uPVC frame, sash and mullion extruded profiles minus 5% tolerance in dimension i.e. in depth & width of profile shall be acceptable. Casement door with top hung ventilator with 3D and S.S. friction hinges (400 x 19 x 1.9 mm) made of (big series) frame 67 x 64 mm, sash 67 x 110 mm & mullion 67 x 80 mm all having wall thickness of 2.3 +/- 0.2 mm and single glazing bead / double glazing bead of appropriate dimension.(Area of door upto 2.50 sqm) (PRICE Code: 9.147C.2) | 8098.15 | sqm | PRICE Data | Others | Others
Providing and fixing factory made uPVC white colour sliding glazed window upto 1.50 m in height dimension comprising of uPVC multi-chambered frame with in-built roller track and sash extruded profiles duly reinforced with 1.60 +/- 0.2 mm thick galvanized mild steel section made from roll forming process of required length (shape & size according to uPVC profile), appropriate dimension of uPVC extruded glazing beads and uPVC extruded interlocks, EPDM gasket, wool pile, zinc alloy (white powder coated) touch locks with hook, zinc alloy body with single nylon rollers (weight bearing capacity to be 40 kg), G.I fasteners 100 x 8 mm size for fixing frame to finished wall and necessary stainless steel screws etc. Profile of frame & sash shall be mitred cut and fusion welded at all corners, including drilling of holes for fixing hardware's and drainage of water etc. After fixing frame the gap between frame and adjacent finished wall shall be filled with weather proof silicon sealent over backer rod of required size and of approved quality, all complete as per approved drawing & direction of Engineer-in-Charge. (Single / double glass panes, wire mesh and silicon sealent shall be paid separately) Note: For uPVC frame and sash extruded profiles minus 5% tolerance in dimension i.e. in depth & width of profile shall be acceptable. Two track two panels sliding window made of (small series) frame 52 x 44 mm & sash 32 x 60 mm both having wall thickness of 1.9 +/- 0.2 mm and single glazing bead of appropriate dimension. (Area of window upto 1.75 sqm) (PRICE Code: 9.147D.1) | 5824.8 | sqm | PRICE Data | Others | Others
Providing and fixing factory made uPVC white colour sliding glazed window upto 1.50 m in height dimension comprising of uPVC multi-chambered frame with in-built roller track and sash extruded profiles duly reinforced with 1.60 +/- 0.2 mm thick galvanized mild steel section made from roll forming process of required length (shape & size according to uPVC profile), appropriate dimension of uPVC extruded glazing beads and uPVC extruded interlocks, EPDM gasket, wool pile, zinc alloy (white powder coated) touch locks with hook, zinc alloy body with single nylon rollers (weight bearing capacity to be 40 kg), G.I fasteners 100 x 8 mm size for fixing frame to finished wall and necessary stainless steel screws etc. Profile of frame & sash shall be mitred cut and fusion welded at all corners, including drilling of holes for fixing hardware's and drainage of water etc. After fixing frame the gap between frame and adjacent finished wall shall be filled with weather proof silicon sealent over backer rod of required size and of approved quality, all complete as per approved drawing & direction of Engineer-in-Charge. (Single / double glass panes, wire mesh and silicon sealent shall be paid separately) Note: For uPVC frame and sash extruded profiles minus 5% tolerance in dimension i.e. in depth & width of profile shall be acceptable. Three track three panels sliding window with fly proof SS wire mesh (Two nos. glazed & one no. wire mesh panels) made of (small series) frame 92 x 44 mm & sash 32 x 60 mm both having wall thickness of 1.9 +/- 0.2 mm and single glazing bead of appropriate dimension (Area of window upto 1.75 sqm). (PRICE Code: 9.147D.2) | 7773.4 | sqm | PRICE Data | Others | Others
Providing and fixing factory made uPVC white colour sliding glazed window upto 1.50 m in height dimension comprising of uPVC multi-chambered frame with in-built roller track and sash extruded profiles duly reinforced with 1.60 +/- 0.2 mm thick galvanized mild steel section made from roll forming process of required length (shape & size according to uPVC profile), appropriate dimension of uPVC extruded glazing beads and uPVC extruded interlocks, EPDM gasket, wool pile, zinc alloy (white powder coated) touch locks with hook, zinc alloy body with single nylon rollers (weight bearing capacity to be 40 kg), G.I fasteners 100 x 8 mm size for fixing frame to finished wall and necessary stainless steel screws etc. Profile of frame & sash shall be mitred cut and fusion welded at all corners, including drilling of holes for fixing hardware's and drainage of water etc. After fixing frame the gap between frame and adjacent finished wall shall be filled with weather proof silicon sealent over backer rod of required size and of approved quality, all complete as per approved drawing & direction of Engineer-in-Charge. (Single / double glass panes, wire mesh and silicon sealent shall be paid separately) Note: For uPVC frame and sash extruded profiles minus 5% tolerance in dimension i.e. in depth & width of profile shall be acceptable. Two track two panels sliding window made of (big series) frame 67 x 50 mm & sash 46 x 62 mm both having wall thickness of 2.3 +/- 0.2 mm and single glazing bead / double glazing bead of appropriate dimension . (Area of window above 1.75 sqm upto 2.50 sqm). (PRICE Code: 9.147D.3) | 6000.65 | sqm | PRICE Data | Others | Others
Providing and fixing factory made uPVC white colour sliding glazed window upto 1.50 m in height dimension comprising of uPVC multi-chambered frame with in-built roller track and sash extruded profiles duly reinforced with 1.60 +/- 0.2 mm thick galvanized mild steel section made from roll forming process of required length (shape & size according to uPVC profile), appropriate dimension of uPVC extruded glazing beads and uPVC extruded interlocks, EPDM gasket, wool pile, zinc alloy (white powder coated) touch locks with hook, zinc alloy body with single nylon rollers (weight bearing capacity to be 40 kg), G.I fasteners 100 x 8 mm size for fixing frame to finished wall and necessary stainless steel screws etc. Profile of frame & sash shall be mitred cut and fusion welded at all corners, including drilling of holes for fixing hardware's and drainage of water etc. After fixing frame the gap between frame and adjacent finished wall shall be filled with weather proof silicon sealent over backer rod of required size and of approved quality, all complete as per approved drawing & direction of Engineer-in-Charge. (Single / double glass panes, wire mesh and silicon sealent shall be paid separately) Note: For uPVC frame and sash extruded profiles minus 5% tolerance in dimension i.e. in depth & width of profile shall be acceptable. Three track three panels sliding window with fly proof S.S wire mesh (Two nos. glazed & one no. wire mesh panels) made of (big series) frame 116 x 45 mm & sash 46 x 62 mm both having wall thickness of 2.3 +/- 0.2 mm and single glazing bead / double glazing bead of appropriate dimension. (Area of window above 1.75 sqm). (PRICE Code: 9.147D.4) | 7479.8 | sqm | PRICE Data | Others | Others
Providing and fixing factory made uPVC white colour sliding glazed window upto 1.50 m in height dimension comprising of uPVC multi-chambered frame with in-built roller track and sash extruded profiles duly reinforced with 1.60 +/- 0.2 mm thick galvanized mild steel section made from roll forming process of required length (shape & size according to uPVC profile), appropriate dimension of uPVC extruded glazing beads and uPVC extruded interlocks, EPDM gasket, wool pile, zinc alloy (white powder coated) touch locks with hook, zinc alloy body with single nylon rollers (weight bearing capacity to be 40 kg), G.I fasteners 100 x 8 mm size for fixing frame to finished wall and necessary stainless steel screws etc. Profile of frame & sash shall be mitred cut and fusion welded at all corners, including drilling of holes for fixing hardware's and drainage of water etc. After fixing frame the gap between frame and adjacent finished wall shall be filled with weather proof silicon sealent over backer rod of required size and of approved quality, all complete as per approved drawing & direction of Engineer-in-Charge. (Single / double glass panes, wire mesh and silicon sealent shall be paid separately) Note: For uPVC frame and sash extruded profiles minus 5% tolerance in dimension i.e. in depth & width of profile shall be acceptable. Three track three panels sliding window made of (big series) frame 116 x 45 mm & sash 46 x 62 mm both having wall thickness of 2.3 +/- 0.2 mm and single glazing bead / double glazing bead of appropriate dimension. (Area of window above 1.75 sqm) (PRICE Code: 9.147D.5) | 7098.75 | sqm | PRICE Data | Others | Others
Providing and fixing factory made uPVC white colour sliding glazed window above 1.50 m in height dimension comprising of uPVC multi-chambered frame with in-built roller track and sash extruded profiles duly reinforced with 1.60 +/- 0.2 mm thick galvanized mild steel section made from roll forming process of required length (shape & size according to uPVC profile), appropriate dimension of uPVC extruded glazing beads, uPVC extruded interlocks and uPVC extruded Inline sash adaptor (if required), EPDM gasket, wool pile, zinc alloy (white powder coated) handle on one side of extreme panel along with zinc plated mild steel multi point locking having transmission gear with keeps, zinc alloy (white powder coated) touch lock with hook (if required for wire mesh panel), stainless steel (SS 304 grade) body with adjustable double nylon rollers (weight bearing capacity to be 120 kg), G.I fasteners 100 x 8 mm size for fixing frame to finished wall and necessary stainless steel screws etc. Profile of frame & sash shall be mitred cut and fusion welded at all corners, including drilling of holes for fixing hardware's and drainage of water etc. After fixing frame the gap between frame and adjacent finished wall shall be filled with weather proof silicon sealent over backer rod of required size and of approved quality, all complete as per approved drawing & direction of Engineer-in-Charge. (Single / double glass panes, wire mesh and silicon sealent shall be paid separately). Note: For uPVC frame and sash extruded profiles minus 5% tolerance in dimension i.e. in depth & width of profile shall be acceptable. Two track two panels sliding window made of (big series) frame 67 x 50 mm & sash 46 x 62 mm both having wall thickness of 2.3 +/- 0.2 mm and single glazing bead / double glazing bead of appropriate dimension. (Area of window above 2.50 sqm upto 4.00 sqm.) (PRICE Code: 9.147E.1) | 5956.75 | sqm | PRICE Data | Others | Others
Providing and fixing factory made uPVC white colour sliding glazed window above 1.50 m in height dimension comprising of uPVC multi-chambered frame with in-built roller track and sash extruded profiles duly reinforced with 1.60 +/- 0.2 mm thick galvanized mild steel section made from roll forming process of required length (shape & size according to uPVC profile), appropriate dimension of uPVC extruded glazing beads, uPVC extruded interlocks and uPVC extruded Inline sash adaptor (if required), EPDM gasket, wool pile, zinc alloy (white powder coated) handle on one side of extreme panel along with zinc plated mild steel multi point locking having transmission gear with keeps, zinc alloy (white powder coated) touch lock with hook (if required for wire mesh panel), stainless steel (SS 304 grade) body with adjustable double nylon rollers (weight bearing capacity to be 120 kg), G.I fasteners 100 x 8 mm size for fixing frame to finished wall and necessary stainless steel screws etc. Profile of frame & sash shall be mitred cut and fusion welded at all corners, including drilling of holes for fixing hardware's and drainage of water etc. After fixing frame the gap between frame and adjacent finished wall shall be filled with weather proof silicon sealent over backer rod of required size and of approved quality, all complete as per approved drawing & direction of Engineer-in-Charge. (Single / double glass panes, wire mesh and silicon sealent shall be paid separately). Note: For uPVC frame and sash extruded profiles minus 5% tolerance in dimension i.e. in depth & width of profile shall be acceptable. Two track four panels sliding window made of (big series) frame 67 x 50 mm & sash 46 x 62 mm both having wall thickness of 2.3 +/- 0.2 mm and single glazing bead / double glazing bead of appropriate dimension. (Area of window above 4.00 sqm upto 8.00 sqm). (PRICE Code: 9.147E.2) | 5158.35 | sqm | PRICE Data | Others | Others
Providing and fixing factory made uPVC white colour sliding glazed door comprising of uPVC multi-chambered frame with in-built roller track and sash extruded profiles duly reinforced with 1.60 +/- 0.2 mm thick galvanized mild steel section made from roll forming process of required length (shape & size according to uPVC profile), appropriate dimension uPVC extruded glazing beads, uPVC extruded interlock and uPVC extruded Inline sash adaptor (if required), EPDM gasket, wool pile, zinc alloy (white powder coated) handle with key on one side of extreme panels along with zinc plated mild steel multi point locking having transmission gear with keeps, zinc alloy (white powder coated) cresent lock (if required), stainless steel (SS 304 grade) body with adjustable double nylon rollers (weight bearing capacity to be 120 kg), G.I fasteners 100 x 8 mm size for fixing frame to finished wall and necessary stainless steel screws etc. Profile of frame & sash shall be mitred cut and fusion welded at all corners, including drilling of holes for fixing hardware's and drainage of water etc. After fixing frame the gap between frame and adjacent finished wall shall be filled with weather proof silicon sealent over backer rod of required size and of approved quality, all complete as per approved drawing & direction of Engineer-in- Charge. (Single / double glass panes, wire mesh and silicon sealent shall be paid separately). Note: For uPVC frame and sash extruded profiles minus 5% tolerance in dimension i.e. in depth & width of profile shall be acceptable. Two track two panels sliding door made of (big series) frame 67 x 50 mm & sash 46 x 82 mm both having wall thickness of 2.3 +/- 0.2 mm and single glazing bead / double glazing bead of appropriate dimension. (Area of door above 2.00 sqm upto 5.00 sqm) (PRICE Code: 9.147F.1) | 5213.1 | sqm | PRICE Data | Others | Others
Providing and fixing factory made uPVC white colour sliding glazed door comprising of uPVC multi-chambered frame with in-built roller track and sash extruded profiles duly reinforced with 1.60 +/- 0.2 mm thick galvanized mild steel section made from roll forming process of required length (shape & size according to uPVC profile), appropriate dimension uPVC extruded glazing beads, uPVC extruded interlock and uPVC extruded Inline sash adaptor (if required), EPDM gasket, wool pile, zinc alloy (white powder coated) handle with key on one side of extreme panels along with zinc plated mild steel multi point locking having transmission gear with keeps, zinc alloy (white powder coated) cresent lock (if required), stainless steel (SS 304 grade) body with adjustable double nylon rollers (weight bearing capacity to be 120 kg), G.I fasteners 100 x 8 mm size for fixing frame to finished wall and necessary stainless steel screws etc. Profile of frame & sash shall be mitred cut and fusion welded at all corners, including drilling of holes for fixing hardware's and drainage of water etc. After fixing frame the gap between frame and adjacent finished wall shall be filled with weather proof silicon sealent over backer rod of required size and of approved quality, all complete as per approved drawing & direction of Engineer-in- Charge. (Single / double glass panes, wire mesh and silicon sealent shall be paid separately). Note: For uPVC frame and sash extruded profiles minus 5% tolerance in dimension i.e. in depth & width of profile shall be acceptable. Two track four panels sliding door made of (big series) frame 67 x 50 mm & sash 46 x 82 mm both having wall thickness of 2.3 +/- 0.2 mm and single glazing bead / double glazing bead of appropriate dimension. (Area of door above 8.00 sqm upto 10.00 sqm). (PRICE Code: 9.147F.2) | 4629.55 | sqm | PRICE Data | Others | Others
Providing and fixing factory made uPVC white colour sliding glazed door comprising of uPVC multi-chambered frame with in-built roller track and sash extruded profiles duly reinforced with 1.60 +/- 0.2 mm thick galvanized mild steel section made from roll forming process of required length (shape & size according to uPVC profile), appropriate dimension uPVC extruded glazing beads, uPVC extruded interlock and uPVC extruded Inline sash adaptor (if required), EPDM gasket, wool pile, zinc alloy (white powder coated) handle with key on one side of extreme panels along with zinc plated mild steel multi point locking having transmission gear with keeps, zinc alloy (white powder coated) cresent lock (if required), stainless steel (SS 304 grade) body with adjustable double nylon rollers (weight bearing capacity to be 120 kg), G.I fasteners 100 x 8 mm size for fixing frame to finished wall and necessary stainless steel screws etc. Profile of frame & sash shall be mitred cut and fusion welded at all corners, including drilling of holes for fixing hardware's and drainage of water etc. After fixing frame the gap between frame and adjacent finished wall shall be filled with weather proof silicon sealent over backer rod of required size and of approved quality, all complete as per approved drawing & direction of Engineer-in- Charge. (Single / double glass panes, wire mesh and silicon sealent shall be paid separately). Note: For uPVC frame and sash extruded profiles minus 5% tolerance in dimension i.e. in depth & width of profile shall be acceptable. Three track three panels sliding door made of (big series) frame 116 x 45 mm & sash 46 x 82 mm both having wall thickness of 2.3 +/- 0.2 mm and single glazing bead/ double glazing bead of appropriate dimension. (Area of door above 5.00 sqm) (PRICE Code: 9.147F.3) | 5265 | sqm | PRICE Data | Others | Others
Providing and fixing factory made uPVC white colour sliding glazed door comprising of uPVC multi-chambered frame with in-built roller track and sash extruded profiles duly reinforced with 1.60 +/- 0.2 mm thick galvanized mild steel section made from roll forming process of required length (shape & size according to uPVC profile), appropriate dimension uPVC extruded glazing beads, uPVC extruded interlock and uPVC extruded Inline sash adaptor (if required), EPDM gasket, wool pile, zinc alloy (white powder coated) handle with key on one side of extreme panels along with zinc plated mild steel multi point locking having transmission gear with keeps, zinc alloy (white powder coated) cresent lock (if required), stainless steel (SS 304 grade) body with adjustable double nylon rollers (weight bearing capacity to be 120 kg), G.I fasteners 100 x 8 mm size for fixing frame to finished wall and necessary stainless steel screws etc. Profile of frame & sash shall be mitred cut and fusion welded at all corners, including drilling of holes for fixing hardware's and drainage of water etc. After fixing frame the gap between frame and adjacent finished wall shall be filled with weather proof silicon sealent over backer rod of required size and of approved quality, all complete as per approved drawing & direction of Engineer-in- Charge. (Single / double glass panes, wire mesh and silicon sealent shall be paid separately). Note: For uPVC frame and sash extruded profiles minus 5% tolerance in dimension i.e. in depth & width of profile shall be acceptable. Three track three panels sliding door with fly proof S.S wire mesh (Two nos. glazed & one no. wire mesh panels) made of (big series) frame 116 x 45 mm & sash 46 x 82 mm both having wall thickness of 2.3 +/- 0.2 mm and single glazing bead / double glazing bead of appropriate dimension. (Area of door above 2.00 sqm upto 5.00 sqm) (PRICE Code: 9.147F.4) | 6749.3 | sqm | PRICE Data | Others | Others
Structural steel work in single section, fixed with or without connecting plate, including cutting, hoisting, fixing in position and applying a priming coat of approved steel primer all complete. (PRICE Code: 10.1) | 74.7 | kilogram | PRICE Data | Others | Others
Structural steel work riveted, bolted or welded in built up sections, trusses and framed work, including cutting, hoisting, fixing in position and applying a priming coat of approved steel primer all complete. (PRICE Code: 10.2) | 88.35 | kg | PRICE Data | Others | Others
Providing and fixing in position collapsible steel shutters with vertical channels 20x10x2 mm and braced with flat iron diagonals 20x5 mm size, with top and bottom rail of T-iron 40x40x6 mm, with 40 mm dia steel pulleys, complete with bolts, nuts,locking arrangement, stoppers, handles, including applying a priming coat of approved steel primer . (PRICE Code: 10.3) | 7527.05 | sqm | PRICE Data | Others | Others
Providing and fixing 1 mm thick M.S. sheet sliding- shutters, with frame and diagonal braces of 40x40x6 mm angle iron, 3 mm M.S. gusset plates at the junction and corners, 25 mm dia pulley, 40x40x6 mm angle and T-iron guide at the top and bottom respectively, including applying a priming coat of approved steel primer. (PRICE Code: 10.4) | 4333.7 | sqm | PRICE Data | Others | Others
Providing and fixing 1 mm thick M.S. sheet door with frame of 40x40x6 mm angle iron and 3 mm M.S. gusset plates at the junctions and corners, all necessary fittings complete, including applying a priming coat of approved steel primer. Using M.S. angels 40x40x6 mm for diagonal braces (PRICE Code: 10.5.1) | 3844.15 | sqm | PRICE Data | Others | Others
Providing and fixing 1 mm thick M.S. sheet door with frame of 40x40x6 mm angle iron and 3 mm M.S. gusset plates at the junctions and corners, all necessary fittings complete, including applying a priming coat of approved steel primer. Using flats 30x6 mm for diagonal braces and central cross piece (PRICE Code: 10.5.2) | 3713.95 | sqm | PRICE Data | Others | Others
Supplying and fixing rolling shutters of approved make, made of required size M.S. laths, interlocked together through their entire length and jointed together at the end by end locks, mounted on specially designed pipe shaft with brackets, side guides and arrangements for inside and outside locking with push and pull operation complete, including the cost of providing and fixing necessary 27.5 cm long wire springs manufactured from high tensile steel wire of adequate strength conforming to IS: 4454 - part 1 and M.S. top cover of required thickness for rolling shutters. 80x1.25 mm M.S. laths with 1.25 mm thick top cover (PRICE Code: 10.6.1) | 2555.85 | sqm | PRICE Data | Others | Others
Supplying and fixing rolling shutters of approved make, made of required size M.S. laths, interlocked together through their entire length and jointed together at the end by end locks, mounted on specially designed pipe shaft with brackets, side guides and arrangements for inside and outside locking with push and pull operation complete, including the cost of providing and fixing necessary 27.5 cm long wire springs manufactured from high tensile steel wire of adequate strength conforming to IS: 4454 - part 1 and M.S. top cover of required thickness for rolling shutters. 80x1.20 mm M.S. laths with 1.20 mm thick top cover (PRICE Code: 10.6.2) | 2433.9 | sqm | PRICE Data | Others | Others
Supplying and fixing rolling shutters of approved make, made of required size M.S. laths, interlocked together through their entire length and jointed together at the end by end locks, mounted on specially designed pipe shaft with brackets, side guides and arrangements for inside and outside locking with push and pull operation complete, including the cost of providing and fixing necessary 27.5 cm long wire springs manufactured from high tensile steel wire of adequate strength conforming to IS: 4454 - part 1 and M.S. top cover of required thickness for rolling shutters. 80x0.90 mm M.S. laths with 0.90 mm thick to cover (PRICE Code: 10.6.3) | 2304.2 | sqm | PRICE Data | Others | Others
Providing and fixing ball bearing for rolling shutters. (PRICE Code: 10.7) | 364.5 | no | PRICE Data | Others | Others
Extra for providing mechanical device chain and crank operation for operating rolling shutters Exceeding 10.00 sqm and upto 16.80 sqm in the area (PRICE Code: 10.8.1) | 960.6 | sqm | PRICE Data | Others | Others
Extra for providing mechanical device chain and crank operation for operating rolling shutters Exceeding 16.80 sqm in area (PRICE Code: 10.8.2) | 960.6 | sqm | PRICE Data | Others | Others
Extra for providing grilled rolling shutters manufactured out of 8 mm dia M.S. bar instead of laths as per design approved by Engineer -in-Charges, (area of grill to be measured). (PRICE Code: 10.9) | 580.75 | sqm | PRICE Data | Others | Others
Fixing standard steel glazed doors, windows and ventilators in walls, including fixing of float glass panes with glazing clips and special metal-sash putty of approved make, or metal beading with screws, (only steel windows, glass panes cut to size and glazing clips or metal beading with screws, shall be supplied by department free of cost. Fixing with 15x3 mm lugs 10 cm long embedded in cement concrete block 15x10x10 cm of C.C. 1:3:6 ( 1 Cement : 3 coarse sand: 6 graded stone aggregate 20 mm nominal size). (PRICE Code: 10.10.1) | 54.7 | kg | PRICE Data | Others | Others
Fixing standard steel glazed doors, windows and ventilators in walls, including fixing of float glass panes with glazing clips and special metal-sash putty of approved make, or metal beading with screws, (only steel windows, glass panes cut to size and glazing clips or metal beading with screws, shall be supplied by department free of cost. Fixing with carbon steel galvanised dash fastener of required dia and size (to be paid for separately) (PRICE Code: 10.10.2) | 27.5 | kg | PRICE Data | Others | Others
Providing and fixing factory made ISI marked steel glazed doors, windows and ventilators, side/top/centre hung, with beading and all members such as F7D, F4B, K11B and K 12 B etc. complete of standard rolled steel sections, joints mitred and flash butt welded and sash bars tenoned and riveted, including providing and fixing of hinges, pivots, including priming coat of approved steel primer, but excluding the cost of other fittings, complete all as per approved design, (sectional weight of only steel members shall be measured for payment). Fixing with 15x3 mm lugs 10 cm long embedded in cement concrete block 15x10x10 cm of C.C. 1:3:6 ( 1 Cement : 3 coarse sand: 6 graded stone aggregate 20 mm nominal size) (PRICE Code: 10.11.1) | 144.55 | kg | PRICE Data | Others | Others
Providing and fixing factory made ISI marked steel glazed doors, windows and ventilators, side/top/centre hung, with beading and all members such as F7D, F4B, K11B and K 12 B etc. complete of standard rolled steel sections, joints mitred and flash butt welded and sash bars tenoned and riveted, including providing and fixing of hinges, pivots, including priming coat of approved steel primer, but excluding the cost of other fittings, complete all as per approved design, (sectional weight of only steel members shall be measured for payment). Fixing with carbon steel galvanised dash fastener of required dia and size (to be paid for separately) (PRICE Code: 10.11.2) | 92.1 | kg | PRICE Data | Others | Others
Extra for providing and fixing steel beading of size 10 x 10 x 1.6 mm (box type), approved shape and section with screws instead of glazing clips and metal sash putty, in steel doors, windows, ventilators and composite units. (PRICE Code: 10.12) | 39.4 | metre | PRICE Data | Others | Others
Providing and fixing T-iron frames for doors, windows and ventilators of mild steel Tee- sections, joints mitred and welded, including fixing of necessary butt hinges and screws and applying a priming coat of approved steel primer. Fixing with 15x3 mm lugs 10 cm long embedded in cement concrete block 15x10x10 cm of C.C. 1:3:6 ( 1 Cement : 3 coarse sand : 6 graded stone aggregate 20 mm nominal size) (PRICE Code: 10.13.1) | 92.4 | kg | PRICE Data | Others | Others
Providing and fixing T-iron frames for doors, windows and ventilators of mild steel Tee- sections, joints mitred and welded, including fixing of necessary butt hinges and screws and applying a priming coat of approved steel primer. Fixing with carbon steel galvanised dash fastener of required dia and size ( to be paid for separately) (PRICE Code: 10.13.2) | 88.25 | sqm | PRICE Data | Others | Others
Providing and fixing pressed steel door frames conforming to IS: 4351, manufactured from commercial mild steel sheet 1.60 mm thickness, including hinges, jamb, lock jamb, bead and if required angle threshold of mild steel angle of section 50x25 mm, or base ties of 1.60 mm pressed, mild steel welded or rigidly fixed together by mechanical means, including M.S. pressed butt hinges 2.5 mm thick with mortar guards, lock strike-plate and shock absorbers as specified and applying a coat of approved steel primer after pre-treatment of the surface as directed by Engineer-in-charge: Profile B Fixing with adjustable lugs with split end tail to each jamb (PRICE Code: 10.14.1.1) | 362.5 | metre | PRICE Data | Others | Others
Providing and fixing pressed steel door frames conforming to IS: 4351, manufactured from commercial mild steel sheet 1.60 mm thickness, including hinges, jamb, lock jamb, bead and if required angle threshold of mild steel angle of section 50x25 mm, or base ties of 1.60 mm pressed, mild steel welded or rigidly fixed together by mechanical means, including M.S. pressed butt hinges 2.5 mm thick with mortar guards, lock strike-plate and shock absorbers as specified and applying a coat of approved steel primer after pre-treatment of the surface as directed by Engineer-in-charge: Profile B Fixing with carbon steel galvanised dash fastener of required dia and size (to be paid for separately) (PRICE Code: 10.14.1.2) | 353.25 | metre | PRICE Data | Others | Others
Providing and fixing pressed steel door frames conforming to IS: 4351, manufactured from commercial mild steel sheet 1.60 mm thickness, including hinges, jamb, lock jamb, bead and if required angle threshold of mild steel angle of section 50x25 mm, or base ties of 1.60 mm pressed, mild steel welded or rigidly fixed together by mechanical means, including M.S. pressed butt hinges 2.5 mm thick with mortar guards, lock strike-plate and shock absorbers as specified and applying a coat of approved steel primer after pre-treatment of the surface as directed by Engineer-in-charge: Profile C Fixing with adjustable lugs with split end tail to each jamb (PRICE Code: 10.14.2.1) | 385.75 | metre | PRICE Data | Others | Others
Providing and fixing pressed steel door frames conforming to IS: 4351, manufactured from commercial mild steel sheet 1.60 mm thickness, including hinges, jamb, lock jamb, bead and if required angle threshold of mild steel angle of section 50x25 mm, or base ties of 1.60 mm pressed, mild steel welded or rigidly fixed together by mechanical means, including M.S. pressed butt hinges 2.5 mm thick with mortar guards, lock strike-plate and shock absorbers as specified and applying a coat of approved steel primer after pre-treatment of the surface as directed by Engineer-in-charge: Profile C Fixing with carbon steel galvanised dash fastener of required dia and size (to be paid for separately) (PRICE Code: 10.14.2.2) | 376.45 | metre | PRICE Data | Others | Others
Providing and fixing pressed steel door frames conforming to IS: 4351, manufactured from commercial mild steel sheet 1.60 mm thickness, including hinges, jamb, lock jamb, bead and if required angle threshold of mild steel angle of section 50x25 mm, or base ties of 1.60 mm pressed, mild steel welded or rigidly fixed together by mechanical means, including M.S. pressed butt hinges 2.5 mm thick with mortar guards, lock strike-plate and shock absorbers as specified and applying a coat of approved steel primer after pre-treatment of the surface as directed by Engineer-in-charge: Profile E Fixing with adjustable lugs with split end tail to each jamb (PRICE Code: 10.14.3.1) | 420.6 | metre | PRICE Data | Others | Others
Providing and fixing pressed steel door frames conforming to IS: 4351, manufactured from commercial mild steel sheet 1.60 mm thickness, including hinges, jamb, lock jamb, bead and if required angle threshold of mild steel angle of section 50x25 mm, or base ties of 1.60 mm pressed, mild steel welded or rigidly fixed together by mechanical means, including M.S. pressed butt hinges 2.5 mm thick with mortar guards, lock strike-plate and shock absorbers as specified and applying a coat of approved steel primer after pre-treatment of the surface as directed by Engineer-in-charge: Profile E Fixing with carbon steel galvanised dash fastener of required dia and size (to be paid for separately) (PRICE Code: 10.14.3.2) | 411.3 | metre | PRICE Data | Others | Others
Providing and fixing M.S. Tubular frames for doors, windows, ventilators and cupboard with rectangular /L-Type sections, made of 1.60 mm thick M.S. Sheet,joints mitred, welded and grinded finish, with profiles of required size, including fixing of necessary butt hinges and screws and applying a priming coat of approved steel primer. Fixing with 15x3 mm lugs 10 cm long embedded in cement concrete block 15x10x10 cm of C.C. 1:3:6 ( 1 Cement : 3 coarse sand : 6 graded stone aggregate 20 mm nominal size) (PRICE Code: 10.15.1) | 119.2 | kg | PRICE Data | Others | Others
Providing and fixing M.S. Tubular frames for doors, windows, ventilators and cupboard with rectangular /L-Type sections, made of 1.60 mm thick M.S. Sheet,joints mitred, welded and grinded finish, with profiles of required size, including fixing of necessary butt hinges and screws and applying a priming coat of approved steel primer. Fixing with carbon steel galvanised dash fastener of required dia and size ( to be paid for separately) (PRICE Code: 10.15.2) | 108.95 | kg | PRICE Data | Others | Others
Steel work in built up tubular (round, square or rectangular hollow tubes etc.) trusses etc., including cutting, hoisting, fixing position and applying a priming coat of approved steel primer, including welding and bolted with special shaped washers etc. complete. Hot finished welded type tubes (PRICE Code: 10.16.1) | 124.5 | kg | PRICE Data | Others | Others
Steel work in built up tubular (round, square or rectangular hollow tubes etc.) trusses etc., including cutting, hoisting, fixing position and applying a priming coat of approved steel primer, including welding and bolted with special shaped washers etc. complete. Hot finished seamless type tubes (PRICE Code: 10.16.2) | 136.7 | kg | PRICE Data | Others | Others
Steel work in built up tubular (round, square or rectangular hollow tubes etc.) trusses etc., including cutting, hoisting, fixing position and applying a priming coat of approved steel primer, including welding and bolted with special shaped washers etc. complete. Electric resistance or induction butt welded tubes (PRICE Code: 10.16.3) | 112.3 | kg | PRICE Data | Others | Others
Providing and fixing M.S. fan clamp type I or II of 16 mm dia M.S. bar, bent to shape with hooked ends in R.C.C. slabs or beams during laying, including painting the exposed portion of loop, all as per standard design complete. (PRICE Code: 10.17) | 148.6 | each | PRICE Data | Others | Others
Providing and fixing circular / hexagonal cast iron or M.S. sheet box for ceiling fan clamp, of internal dia 140 mm, 73 mm height, top lid of 1.5 mm thick M.S. sheet with its top surface hacked for proper bonding, top lid shall be screwed into the cast iron/M.S. sheet box by means of 3.3 mm dia round headed screws, one lock at the corners. Clamp shall be made of 12 mm dia M.S. bar bent to shape as per standard drawing . (PRICE Code: 10.18) | 149.55 | each | PRICE Data | Others | Others
Providing and fixing mild steel round holding down bolts with nuts and washer plates complete. (PRICE Code: 10.19) | 72.75 | kg | PRICE Data | Others | Others
Providing and fixing bolts including nuts and washers complete. (PRICE Code: 10.2) | 111.5 | kg | PRICE Data | Others | Others
Providing and fixing M.S. rivets of sizes in position. (PRICE Code: 10.21) | 191.3 | kg | PRICE Data | Others | Others
Welding by gas or electric plant including transportation of plant at site etc. complete. (PRICE Code: 10.22) | 2.95 | cm | PRICE Data | Others | Others
Item Shifted to Sub head 14 as item 14.73 Item Shifted to head 14 as item 14.74 Steel work welded in built up sections/framed work, including cutting, hoisting, fixing in position and applying a priming coat of approved steel primer using structural steel etc. as required. In stringers, treads,landings etc. of stair cases, including use of chequered plate wherever required, all complete (PRICE Code: 10.25.1) | 81.3 | kg | PRICE Data | Others | Others
Item Shifted to Sub head 14 as item 14.73 Item Shifted to head 14 as item 14.74 Steel work welded in built up sections/framed work, including cutting, hoisting, fixing in position and applying a priming coat of approved steel primer using structural steel etc. as required. In gratings, frames, guard bar, ladder, railings, brackets, gates and similar works (PRICE Code: 10.25.2) | 113.7 | kg | PRICE Data | Others | Others
Providing and fixing hand rail of approved size by welding etc. to steel ladder railing, balcony railing, staircase railing and similar works, including applying priming coat of approves steel primer. M.S. tube (PRICE Code: 10.26.1) | 126.45 | kg | PRICE Data | Others | Others
Providing and fixing hand rail of approved size by welding etc. to steel ladder railing, balcony railing, staircase railing and similar works, including applying priming coat of approves steel primer. E.R.W. tubes (PRICE Code: 10.26.2) | 119.95 | kg | PRICE Data | Others | Others
Providing and fixing hand rail of approved size by welding etc. to steel ladder railing, balcony railing, staircase railing and similar works, including applying priming coat of approves steel primer. G.I. pipes (PRICE Code: 10.26.3) | 137.2 | kg | PRICE Data | Others | Others
Providing and fixing carbon steel galvanised ( minimum coating 5 micron) dash fastener of 10 mm dia double threaded 6.8 grade (yield strength 480 N/mm2), counter sunk head, comprising of 10 m dia polyamide P A 6 grade sleeve, including drilling of hole in frame, concrete/masonry, etc. as per direction of Engineer-in-charge. 10 x 60 mm (PRICE Code: 10.27.1) | 90 | no | PRICE Data | Others | Others
Providing and fixing carbon steel galvanised ( minimum coating 5 micron) dash fastener of 10 mm dia double threaded 6.8 grade (yield strength 480 N/mm2), counter sunk head, comprising of 10 m dia polyamide P A 6 grade sleeve, including drilling of hole in frame, concrete/masonry, etc. as per direction of Engineer-in-charge. 10 x 80 mm (PRICE Code: 10.27.2) | 94.65 | no | PRICE Data | Others | Others
Providing and fixing carbon steel galvanised ( minimum coating 5 micron) dash fastener of 10 mm dia double threaded 6.8 grade (yield strength 480 N/mm2), counter sunk head, comprising of 10 m dia polyamide P A 6 grade sleeve, including drilling of hole in frame, concrete/masonry, etc. as per direction of Engineer-in-charge. 10x120 mm (PRICE Code: 10.27.3) | 116.55 | no | PRICE Data | Others | Others
Providing and fixing carbon steel galvanised ( minimum coating 5 micron) dash fastener of 10 mm dia double threaded 6.8 grade (yield strength 480 N/mm2), counter sunk head, comprising of 10 m dia polyamide P A 6 grade sleeve, including drilling of hole in frame, concrete/masonry, etc. as per direction of Engineer-in-charge. 10 x 140 mm (PRICE Code: 10.27.4) | 126.45 | no | PRICE Data | Others | Others
Providing and fixing carbon steel galvanised ( minimum coating 5 micron) dash fastener of 10 mm dia double threaded 6.8 grade (yield strength 480 N/mm2), counter sunk head, comprising of 10 m dia polyamide P A 6 grade sleeve, including drilling of hole in frame, concrete/masonry, etc. as per direction of Engineer-in-charge. 10x 160 mm (PRICE Code: 10.27.5) | 155.3 | no | PRICE Data | Others | Others
Providing and fixing stainless steel (Grade 304) railing made of Hollow tubes, channels, plates etc., including welding, grinding, buffing, polishing and making curvature (wherever required) and fitting the same with necessary stainless steel nuts and bolts complete, i/c fixing the railing with necessary accessories & stainless steel dash fasteners, stainless steel bolts etc., of required size on the top of the floor or the side of waist slab with suitable arrangement as per approval of Engineer-in-charge, (for payment purpose only weight of stainless steel members shall be considered excluding fixing accessories such as nuts, bolts, fasteners etc.) (PRICE Code: 10.28) | 499.55 | kg | PRICE Data | Others | Others
Providing & fixing fly proof wire gauze to windows, clerestory windows & doors with M.S. Flat 15x3 mm and nuts & bolts complete. Galvanised M.S. Wire gauze with 0.63 mm dia wire and 1.4 mm aperture on both sides (PRICE Code: 10.29.1) | 615.75 | sqm | PRICE Data | Others | Others
Providing & fixing fly proof wire gauze to windows, clerestory windows & doors with M.S. Flat 15x3 mm and nuts & bolts complete. Stainless steel (grade 304) wire gauze of 0.5 mm dia wire and 1.4 mm aperture on both sides (PRICE Code: 10.29.2) | 806.95 | sqm | PRICE Data | Others | Others
Providing & fixing glass panes with putty and glazing clips in steel doors, windows, clerestory windows all complete with : 4.0 mm thick glass panes (PRICE Code: 10.30.1) | 781.75 | sqm | PRICE Data | Others | Others
Providing & fixing glass panes with putty and glazing clips in steel doors, windows, clerestory windows all complete with : 5.5 mm thick glass panes (PRICE Code: 10.30.2) | 1037.3 | sqm | PRICE Data | Others | Others
Providing and fixing angle iron frames for doors, windows and ventilators of mild steel Angle sections of size 35x35x5 mm, joints mitred and welded by angle iron 35x35x5 mm or 35x 5 mm flat pieces to the existing T-iron frame or to the wall with dash fastener, including fixing of necessary butt hinges and screws and applying a priming coat of approved steel primer, all complete as per the direction of Engineer In charge. (PRICE Code: 10.31) | 83.5 | kg | PRICE Data | Others | Others
Brick on edge flooring with bricks of class designation 7.5 on a bed of 12 mm cement mortar, including filling the joints with same mortar, with common burnt clay non modular bricks: 1:4 (1 cement : 4 coarse sand) (PRICE Code: 11.1.1) | 753.05 | sqm | PRICE Data | Others | Others
Brick on edge flooring with bricks of class designation 7.5 on a bed of 12 mm cement mortar, including filling the joints with same mortar, with common burnt clay non modular bricks: 1:6 (1 cement : 6 coarse sand) (PRICE Code: 11.1.2) | 720.05 | sqm | PRICE Data | Others | Others
Dry brick on edge flooring in required pattern with bricks of class designation 7.5 on a bed of 12 mm mud mortar, including filling joints with jamuna sand, with common burnt clay non modular bricks. (PRICE Code: 11.2) | 591.1 | sqm | PRICE Data | Others | Others
Cement concrete flooring 1:2:4 (1 cement : 2 coarse sand : 4 graded stone aggregate)finished with a floating coat of neat cement, including cement slurry, but excluding the cost of nosing of steps etc. complete. 40 mm thick with 20 mm nominal size stone aggregate (PRICE Code: 11.3.1) | 432.65 | sqm | PRICE Data | Others | Others
52 mm thick cement concrete flooring with concrete hardener topping, under layer 40 mm thick cement concrete 1:2:4 (1 cement : 2 coarse sand: 4 graded stone aggregate 20 mm nominal size) and top layer 12 mm thick cement hardener consisting of mix 1:2 (1 cement hardener mix : 2 graded stone aggregate 6mm nominal size) by volume, hardening compound mixed @ 2 litre per 50 kg of cement or as per manufacturer's specifications. This includes cost of cement slurry, but excluding the cost of nosing of steps etc. complete (PRICE Code: 11.4) | 683.65 | sqm | PRICE Data | Others | Others
62 mm thick cement concrete flooring with concrete hardener topping, under layer 50 mm thick cement concrete 1:2:4 (1 cement : 2 coarse sand : 4 graded stone aggregate 20 mm nominal size) and top layer 12 mm thick cement hardener consisting of mix 1:2 (1 cement hardener mix : 2 graded stone aggregate, 6 mm nominal size) by volume, hardening compound mixed @ 2 litre per 50 kg of cement or as per manufactures specification. This includes cost of cement slurry, but excluding the cost of nosing of steps etc. complete. (PRICE Code: 11.5) | 741.65 | sqm | PRICE Data | Others | Others
Cement plaster askirting upto 30 cm height, with cement mortar 1:3 (1 cement : 3 coarse sand), finished with a floating coat of neat cement . 18 mm thick (PRICE Code: 11.6.1) | 452.4 | sqm | PRICE Data | Others | Others
Brick on edge flooring with bricks of class designation 7.5 on a bed of 12 mm cement mortar, including filling the joints with same mortar, with common burnt clay non modular bricks: Cement concrete pavement with 1:2:4 (1 cement : 2 coarse sand : 4 graded stone aggregate 20 mm nominal size) including finishing complete. (PRICE Code: 11.7) | 6367.8 | cum | PRICE Data | Others | Others
Extra for making chequers of approved pattern on cement concrete floors, steps, landing, pavements etc. (PRICE Code: 11.8) | 54.85 | sqm | PRICE Data | Others | Others
40 mm thick marble chips flooring rubbed and polished to granolithic finish, under layer 34 mm thick cement concrete 1:2:4 (1 cement : 2 coarse sand: 4 graded stone aggregate 12.5 mm nominal size) and top layer 6 mm thick with white, black, chocolate, grey, yellow or green marble chips of sizes from 1 mm to 4 mm nominal size, laid in cement marble powder mix 3:1 (3 cement : 1 marble powder) by weight in proportion of 4:7 (4 cement marble powder mix : 7 marble chips) by volume including cement slurry etc. complete: Dark shade pigment with ordinary cement (PRICE Code: 11.9.1) | 735.3 | sqm | PRICE Data | Others | Others
40 mm thick marble chips flooring rubbed and polished to granolithic finish, under layer 34 mm thick cement concrete 1:2:4 (1 cement : 2 coarse sand: 4 graded stone aggregate 12.5 mm nominal size) and top layer 6 mm thick with white, black, chocolate, grey, yellow or green marble chips of sizes from 1 mm to 4 mm nominal size, laid in cement marble powder mix 3:1 (3 cement : 1 marble powder) by weight in proportion of 4:7 (4 cement marble powder mix : 7 marble chips) by volume including cement slurry etc. complete: Light shade pigment with white cement (PRICE Code: 11.9.2) | 761.45 | sqm | PRICE Data | Others | Others
40 mm thick marble chips flooring rubbed and polished to granolithic finish, under layer 34 mm thick cement concrete 1:2:4 (1 cement : 2 coarse sand: 4 graded stone aggregate 12.5 mm nominal size) and top layer 6 mm thick with white, black, chocolate, grey, yellow or green marble chips of sizes from 1 mm to 4 mm nominal size, laid in cement marble powder mix 3:1 (3 cement : 1 marble powder) by weight in proportion of 4:7 (4 cement marble powder mix : 7 marble chips) by volume including cement slurry etc. complete: Medium shade pigment with 50% white cement and 50 % ordinary cement (PRICE Code: 11.9.3) | 745.45 | sqm | PRICE Data | Others | Others
40 mm thick marble chips flooring rubbed and polished to granolithic finish, under layer 34 mm thick cement concrete 1:2:4 (1 cement : 2 coarse sand: 4 graded stone aggregate 12.5 mm nominal size) and top layer 6 mm thick with white, black, chocolate, grey, yellow or green marble chips of sizes from 1 mm to 4 mm nominal size, laid in cement marble powder mix 3:1 (3 cement : 1 marble powder) by weight in proportion of 4:7 (4 cement marble powder mix : 7 marble chips) by volume including cement slurry etc. complete: White cement without any pigment (PRICE Code: 11.9.4) | 742.75 | sqm | PRICE Data | Others | Others
40 mm thick marble chips flooring rubbed and polished to granolithic finish, under layer 34 mm thick cement concrete 1:2:4 (1 cement : 2 coarse sand: 4 graded stone aggregate 12.5 mm nominal size) and top layer 6 mm thick with white, black, chocolate, grey, yellow or green marble chips of sizes from 1 mm to 4 mm nominal size, laid in cement marble powder mix 3:1 (3 cement : 1 marble powder) by weight in proportion of 4:7 (4 cement marble powder mix : 7 marble chips) by volume including cement slurry etc. complete: Light shade pigment with ordinary cement (PRICE Code: 11.9.5) | 732 | sqm | PRICE Data | Others | Others
40 mm thick marble chips flooring rubbed and polished to granolithic finish, under layer 34 mm thick cement concrete 1:2:4 (1 cement : 2 coarse sand: 4 graded stone aggregate 12.5 mm nominal size) and top layer 6 mm thick with white, black, chocolate, grey, yellow or green marble chips of sizes from 1 mm to 4 mm nominal size, laid in cement marble powder mix 3:1 (3 cement : 1 marble powder) by weight in proportion of 4:7 (4 cement marble powder mix : 7 marble chips) by volume including cement slurry etc. complete: Ordinary cement without any pigment. (PRICE Code: 11.9.6) | 710.5 | sqm | PRICE Data | Others | Others
40 mm thick marble chips flooring, rubbed and polished to granolithic finish, under layer 31 mm thick cement concrete 1:2:4 (1 cement : 2 coarse sand : 4 graded stone aggregate 12.5 mm nominal size) and top layer 9 mm thick with white, black, chocolate, grey, yellow or green marble chips of sizes from 4 mm to 7 mm nominal size, laid in cement marble powder mix 3:1 (3 cement : 1 marble powder) by weight in proportion of 4:7 (4 cement marble powder : 7 marble chips) by volume, including cement slurry etc. complete. Dark shade pigment with Ordinary cement (PRICE Code: 11.10.1) | 761.25 | sqm | PRICE Data | Others | Others
40 mm thick marble chips flooring, rubbed and polished to granolithic finish, under layer 31 mm thick cement concrete 1:2:4 (1 cement : 2 coarse sand : 4 graded stone aggregate 12.5 mm nominal size) and top layer 9 mm thick with white, black, chocolate, grey, yellow or green marble chips of sizes from 4 mm to 7 mm nominal size, laid in cement marble powder mix 3:1 (3 cement : 1 marble powder) by weight in proportion of 4:7 (4 cement marble powder : 7 marble chips) by volume, including cement slurry etc. complete. Light shade pigment with white cement (PRICE Code: 11.10.2) | 798.55 | sqm | PRICE Data | Others | Others
40 mm thick marble chips flooring, rubbed and polished to granolithic finish, under layer 31 mm thick cement concrete 1:2:4 (1 cement : 2 coarse sand : 4 graded stone aggregate 12.5 mm nominal size) and top layer 9 mm thick with white, black, chocolate, grey, yellow or green marble chips of sizes from 4 mm to 7 mm nominal size, laid in cement marble powder mix 3:1 (3 cement : 1 marble powder) by weight in proportion of 4:7 (4 cement marble powder : 7 marble chips) by volume, including cement slurry etc. complete. Medium shade pigment with 50% white cement and 50% ordinary cement (PRICE Code: 11.10.3) | 775.7 | sqm | PRICE Data | Others | Others
40 mm thick marble chips flooring, rubbed and polished to granolithic finish, under layer 31 mm thick cement concrete 1:2:4 (1 cement : 2 coarse sand : 4 graded stone aggregate 12.5 mm nominal size) and top layer 9 mm thick with white, black, chocolate, grey, yellow or green marble chips of sizes from 4 mm to 7 mm nominal size, laid in cement marble powder mix 3:1 (3 cement : 1 marble powder) by weight in proportion of 4:7 (4 cement marble powder : 7 marble chips) by volume, including cement slurry etc. complete. White cement without any pigment (PRICE Code: 11.10.4) | 775.35 | sqm | PRICE Data | Others | Others
40 mm thick marble chips flooring, rubbed and polished to granolithic finish, under layer 31 mm thick cement concrete 1:2:4 (1 cement : 2 coarse sand : 4 graded stone aggregate 12.5 mm nominal size) and top layer 9 mm thick with white, black, chocolate, grey, yellow or green marble chips of sizes from 4 mm to 7 mm nominal size, laid in cement marble powder mix 3:1 (3 cement : 1 marble powder) by weight in proportion of 4:7 (4 cement marble powder : 7 marble chips) by volume, including cement slurry etc. complete. Light shade pigment with ordinary cement (PRICE Code: 11.10.5) | 757.95 | sqm | PRICE Data | Others | Others
40 mm thick marble chips flooring, rubbed and polished to granolithic finish, under layer 31 mm thick cement concrete 1:2:4 (1 cement : 2 coarse sand : 4 graded stone aggregate 12.5 mm nominal size) and top layer 9 mm thick with white, black, chocolate, grey, yellow or green marble chips of sizes from 4 mm to 7 mm nominal size, laid in cement marble powder mix 3:1 (3 cement : 1 marble powder) by weight in proportion of 4:7 (4 cement marble powder : 7 marble chips) by volume, including cement slurry etc. complete. Ordinary cement without any pigment (PRICE Code: 11.10.6) | 727.05 | sqm | PRICE Data | Others | Others
40 mm thick marble chips flooring, rubbed and polished to granolihic finish, under layer 28 mm thick cement concrete 1:2:4 (1 cement : 2 coarse sand: 4 graded stone aggregate 12.5 mm nominal size) and top layer 12 mm thick with white, black, chocolate, grey yellow or green marble chips of sizes from 7 mm to 10 mm nominal size, laid in cement marble powder mix 3:1 (3 cement : 1 marble powder) by weight in proportion of 2:3 (2 cement marble powder mix : 3 marble chips) by volume, including cement Slurry etc. complete: Dark shade pigment with ordinary cement (PRICE Code: 11.11.1) | 789.85 | sqm | PRICE Data | Others | Others
40 mm thick marble chips flooring, rubbed and polished to granolihic finish, under layer 28 mm thick cement concrete 1:2:4 (1 cement : 2 coarse sand: 4 graded stone aggregate 12.5 mm nominal size) and top layer 12 mm thick with white, black, chocolate, grey yellow or green marble chips of sizes from 7 mm to 10 mm nominal size, laid in cement marble powder mix 3:1 (3 cement : 1 marble powder) by weight in proportion of 2:3 (2 cement marble powder mix : 3 marble chips) by volume, including cement Slurry etc. complete: Light shade pigment with white cement (PRICE Code: 11.11.2) | 842.15 | sqm | PRICE Data | Others | Others
40 mm thick marble chips flooring, rubbed and polished to granolihic finish, under layer 28 mm thick cement concrete 1:2:4 (1 cement : 2 coarse sand: 4 graded stone aggregate 12.5 mm nominal size) and top layer 12 mm thick with white, black, chocolate, grey yellow or green marble chips of sizes from 7 mm to 10 mm nominal size, laid in cement marble powder mix 3:1 (3 cement : 1 marble powder) by weight in proportion of 2:3 (2 cement marble powder mix : 3 marble chips) by volume, including cement Slurry etc. complete: Medium shade pigment with 50% white cement and 50% ordinary cement (PRICE Code: 11.11.3) | 810.1 | sqm | PRICE Data | Others | Others
40 mm thick marble chips flooring, rubbed and polished to granolihic finish, under layer 28 mm thick cement concrete 1:2:4 (1 cement : 2 coarse sand: 4 graded stone aggregate 12.5 mm nominal size) and top layer 12 mm thick with white, black, chocolate, grey yellow or green marble chips of sizes from 7 mm to 10 mm nominal size, laid in cement marble powder mix 3:1 (3 cement : 1 marble powder) by weight in proportion of 2:3 (2 cement marble powder mix : 3 marble chips) by volume, including cement Slurry etc. complete: White cement without any pigment (PRICE Code: 11.11.4) | 801.6 | sqm | PRICE Data | Others | Others
40 mm thick marble chips flooring, rubbed and polished to granolihic finish, under layer 28 mm thick cement concrete 1:2:4 (1 cement : 2 coarse sand: 4 graded stone aggregate 12.5 mm nominal size) and top layer 12 mm thick with white, black, chocolate, grey yellow or green marble chips of sizes from 7 mm to 10 mm nominal size, laid in cement marble powder mix 3:1 (3 cement : 1 marble powder) by weight in proportion of 2:3 (2 cement marble powder mix : 3 marble chips) by volume, including cement Slurry etc. complete: Light shade pigment with ordinary cement (PRICE Code: 11.11.5) | 783.25 | sqm | PRICE Data | Others | Others
40 mm thick marble chips flooring, rubbed and polished to granolihic finish, under layer 28 mm thick cement concrete 1:2:4 (1 cement : 2 coarse sand: 4 graded stone aggregate 12.5 mm nominal size) and top layer 12 mm thick with white, black, chocolate, grey yellow or green marble chips of sizes from 7 mm to 10 mm nominal size, laid in cement marble powder mix 3:1 (3 cement : 1 marble powder) by weight in proportion of 2:3 (2 cement marble powder mix : 3 marble chips) by volume, including cement Slurry etc. complete: Ordinary cement without any pigment (PRICE Code: 11.11.6) | 742.7 | sqm | PRICE Data | Others | Others
Marble chips skirting upto 30 cm height, rubbed and polished to granolithic finish, top layer 6 mm thick with white, black, chocolate, grey, yellow or green marble chips of sizes from smallest to 4 mm nominal size, laid in cement marble powder mix 3 : 1 (3 cement : 1 marble powder) by weight in proportion of 4:7 ( 4 cement marble powder mix : 7 marble chips) by volume: 18 mm thick with under layer 12 mm thick in cement plaster 1:3 (1 cement : 3 coarse sand) Dark shade pigment with ordinary cement (PRICE Code: 11.12.1.1) | 1213.8 | sqm | PRICE Data | Others | Others
Marble chips skirting upto 30 cm height, rubbed and polished to granolithic finish, top layer 6 mm thick with white, black, chocolate, grey, yellow or green marble chips of sizes from smallest to 4 mm nominal size, laid in cement marble powder mix 3 : 1 (3 cement : 1 marble powder) by weight in proportion of 4:7 ( 4 cement marble powder mix : 7 marble chips) by volume: 18 mm thick with under layer 12 mm thick in cement plaster 1:3 (1 cement : 3 coarse sand) Light shade pigment with white cement (PRICE Code: 11.12.1.2) | 1239.95 | sqm | PRICE Data | Others | Others
Marble chips skirting upto 30 cm height, rubbed and polished to granolithic finish, top layer 6 mm thick with white, black, chocolate, grey, yellow or green marble chips of sizes from smallest to 4 mm nominal size, laid in cement marble powder mix 3 : 1 (3 cement : 1 marble powder) by weight in proportion of 4:7 ( 4 cement marble powder mix : 7 marble chips) by volume: 18 mm thick with under layer 12 mm thick in cement plaster 1:3 (1 cement : 3 coarse sand) Medium shade pigment with 50% white cement and 50% ordinary cement (PRICE Code: 11.12.1.3) | 1223.95 | sqm | PRICE Data | Others | Others
Marble chips skirting upto 30 cm height, rubbed and polished to granolithic finish, top layer 6 mm thick with white, black, chocolate, grey, yellow or green marble chips of sizes from smallest to 4 mm nominal size, laid in cement marble powder mix 3 : 1 (3 cement : 1 marble powder) by weight in proportion of 4:7 ( 4 cement marble powder mix : 7 marble chips) by volume: 18 mm thick with under layer 12 mm thick in cement plaster 1:3 (1 cement : 3 coarse sand) White cement without any pigment (PRICE Code: 11.12.1.4) | 1221.25 | sqm | PRICE Data | Others | Others
Marble chips skirting upto 30 cm height, rubbed and polished to granolithic finish, top layer 6 mm thick with white, black, chocolate, grey, yellow or green marble chips of sizes from smallest to 4 mm nominal size, laid in cement marble powder mix 3 : 1 (3 cement : 1 marble powder) by weight in proportion of 4:7 ( 4 cement marble powder mix : 7 marble chips) by volume: 18 mm thick with under layer 12 mm thick in cement plaster 1:3 (1 cement : 3 coarse sand) Light shade pigment with ordinary cement (PRICE Code: 11.12.1.5) | 1210.5 | sqm | PRICE Data | Others | Others
Marble chips skirting upto 30 cm height, rubbed and polished to granolithic finish, top layer 6 mm thick with white, black, chocolate, grey, yellow or green marble chips of sizes from smallest to 4 mm nominal size, laid in cement marble powder mix 3 : 1 (3 cement : 1 marble powder) by weight in proportion of 4:7 ( 4 cement marble powder mix : 7 marble chips) by volume: 18 mm thick with under layer 12 mm thick in cement plaster 1:3 (1 cement : 3 coarse sand) Ordinary cement without any pigment (PRICE Code: 11.12.1.6) | 1189.95 | sqm | PRICE Data | Others | Others
Providing and fixing glass strips in joints of terrazo / cement concrete floors 40 mm wide and 4 mm thick (PRICE Code: 11.13.1) | 65.25 | metre | PRICE Data | Others | Others
Extra for laying terrazo flooring on staircase treads not exceeding 30 cm in width, including cost of forming,nosing etc. (PRICE Code: 11.14) | 62.55 | sqm | PRICE Data | Others | Others
Crazy marble stone flooring, including filling the gaps with light shade pigment with white cement marble powder mixture (3 parts of white cement : 1 part of marble powder) by weight in proportion of 4:7 (4 cement marble powder mix : 7 white, black or white and black marble chips of sizes from 1 mm to 4 mm nominal size by volume), with under layer 25 mm thick cement concrete 1:2:4 (1 cement : 2 coarse sand: 4 graded stone aggregate 12.5 mm nominal size), including rubbing, polishing and cement slurry etc. complete: 18 mm thick crazy marble stone white, black or as specified (PRICE Code: 11.15.1) | 1153.95 | sqm | PRICE Data | Others | Others
Precast terrazo tiles 22 mm thick with graded marble chips of size upto 12mm, laid in floors, and landings, jointed with neat cement slurry mixed with pigment to match the shade of the tiles including rubbing and polishing complete, on 20 mm thick bed of cement mortar 1:4 (1 cement : 4 coarse sand) : Light shade pigment using white cement (PRICE Code: 11.16.1) | 1075.25 | sqm | PRICE Data | Others | Others
Precast terrazo tiles 22 mm thick with graded marble chips of size upto 12mm, laid in floors, and landings, jointed with neat cement slurry mixed with pigment to match the shade of the tiles including rubbing and polishing complete, on 20 mm thick bed of cement mortar 1:4 (1 cement : 4 coarse sand) : Medium shade pigment using 50% white cement and 50% ordinary cement (PRICE Code: 11.16.2) | 1032.3 | sqm | PRICE Data | Others | Others
Precast terrazo tiles 22 mm thick with graded marble chips of size upto 12mm, laid in floors, and landings, jointed with neat cement slurry mixed with pigment to match the shade of the tiles including rubbing and polishing complete, on 20 mm thick bed of cement mortar 1:4 (1 cement : 4 coarse sand) : Dark shade pigment using ordinary cement (PRICE Code: 11.16.3) | 995.75 | sqm | PRICE Data | Others | Others
Precast terrazo tiles 22 mm thick with graded marble chips of size upto 12mm, laid in floors, and landings, jointed with neat cement slurry mixed with pigment to match the shade of the tiles including rubbing and polishing complete, on 20 mm thick bed of cement mortar 1:4 (1 cement : 4 coarse sand) : Ordinary cement without any pigment (PRICE Code: 11.16.4) | 947.6 | sqm | PRICE Data | Others | Others
Extra if terrazo tiles are laid in treads of steps not exceeding 30 cm in width. (PRICE Code: 11.17) | 78.2 | sqm | PRICE Data | Others | Others
Precast terrazo tiles 22 mm thick with graded marble chips of sizes upto 12 mm, in skirting and risers of steps not exceeding 30 cm in height , on 12 mm thick cement plaster 1:3 ( 1 cement : 3 coarse sand), jointed with neat cement slurry mixed with pigment to match the shade of the tiles, including rubbing and polishing complete with tiles of : Light shade pigment using white cement (PRICE Code: 11.18.1) | 1619.4 | sqm | PRICE Data | Others | Others
Precast terrazo tiles 22 mm thick with graded marble chips of sizes upto 12 mm, in skirting and risers of steps not exceeding 30 cm in height , on 12 mm thick cement plaster 1:3 ( 1 cement : 3 coarse sand), jointed with neat cement slurry mixed with pigment to match the shade of the tiles, including rubbing and polishing complete with tiles of : Medium shades pigment using 50 % white cement and 50 % ordinary cement (PRICE Code: 11.18.2) | 1567.7 | sqm | PRICE Data | Others | Others
Precast terrazo tiles 22 mm thick with graded marble chips of sizes upto 12 mm, in skirting and risers of steps not exceeding 30 cm in height , on 12 mm thick cement plaster 1:3 ( 1 cement : 3 coarse sand), jointed with neat cement slurry mixed with pigment to match the shade of the tiles, including rubbing and polishing complete with tiles of : Dark shade pigment using ordinary cement (PRICE Code: 11.18.3) | 1525.7 | sqm | PRICE Data | Others | Others
Precast terrazo tiles 22 mm thick with graded marble chips of sizes upto 12 mm, in skirting and risers of steps not exceeding 30 cm in height , on 12 mm thick cement plaster 1:3 ( 1 cement : 3 coarse sand), jointed with neat cement slurry mixed with pigment to match the shade of the tiles, including rubbing and polishing complete with tiles of : Ordinary cement without any pigment (PRICE Code: 11.18.4) | 1465.05 | sqm | PRICE Data | Others | Others
Chequered terrazo tiles 22 mm thick with graded marble chips of size up to 6 mm in floors, jointed with neat cement slurry mixed with pigment to match the shade of the tiles, including rubbing and polishing complete, on 20 mm thick bed of cement mortar 1:4 ( 1 cement : 4 coarse sand): Light shade pigment using white cement (PRICE Code: 11.19.1) | 1062.5 | sqm | PRICE Data | Others | Others
Chequered terrazo tiles 22 mm thick with graded marble chips of size up to 6 mm in floors, jointed with neat cement slurry mixed with pigment to match the shade of the tiles, including rubbing and polishing complete, on 20 mm thick bed of cement mortar 1:4 ( 1 cement : 4 coarse sand): Medium shade pigment 50% white cement, 50 % ordinary cement (PRICE Code: 11.19.2) | 1077 | sqm | PRICE Data | Others | Others
Chequered terrazo tiles 22 mm thick with graded marble chips of size up to 6 mm in floors, jointed with neat cement slurry mixed with pigment to match the shade of the tiles, including rubbing and polishing complete, on 20 mm thick bed of cement mortar 1:4 ( 1 cement : 4 coarse sand): Dark shade pigment using ordinary cement (PRICE Code: 11.19.3) | 1014.9 | sqm | PRICE Data | Others | Others
Chequered terrazo tiles 22 mm thick with graded marble chips of size up to 6 mm in floors, jointed with neat cement slurry mixed with pigment to match the shade of the tiles, including rubbing and polishing complete, on 20 mm thick bed of cement mortar 1:4 ( 1 cement : 4 coarse sand): Ordinary cement without any pigment (PRICE Code: 11.19.4) | 966.95 | sqm | PRICE Data | Others | Others
Chequerred precast cement concrete tiles 22 mm thick in footpath & courtyard, jointed with neat cement slurry mixed with pigment to match the shade of tiles, including rubbing and cleaning etc. complete on 20 mm thick bed of cement mortar 1:4 ( 1 cement : 4 coarse sand). Light shade pigment using white cement (PRICE Code: 11.20.1) | 1060.55 | sqm | PRICE Data | Others | Others
Chequerred precast cement concrete tiles 22 mm thick in footpath & courtyard, jointed with neat cement slurry mixed with pigment to match the shade of tiles, including rubbing and cleaning etc. complete on 20 mm thick bed of cement mortar 1:4 ( 1 cement : 4 coarse sand). Medium shade pigment using 50% white cement 50 % Grey cement (PRICE Code: 11.20.2) | 958.6 | sqm | PRICE Data | Others | Others
Chequerred precast cement concrete tiles 22 mm thick in footpath & courtyard, jointed with neat cement slurry mixed with pigment to match the shade of tiles, including rubbing and cleaning etc. complete on 20 mm thick bed of cement mortar 1:4 ( 1 cement : 4 coarse sand). Dark shade pigment using ordinary cement (PRICE Code: 11.20.3) | 805.65 | sqm | PRICE Data | Others | Others
Chequerred precast cement concrete tiles 22 mm thick in footpath & courtyard, jointed with neat cement slurry mixed with pigment to match the shade of tiles, including rubbing and cleaning etc. complete on 20 mm thick bed of cement mortar 1:4 ( 1 cement : 4 coarse sand). Ordinary cement without any pigment (PRICE Code: 11.20.4) | 757.5 | sqm | PRICE Data | Others | Others
Providing and fixing 10 mm thick acid and /or alkali resistant tiles of approved make and colour using acid and / or alkali resisting mortar bedding, and joints filled with acid and /or alkali resisting cement as per IS : 4457, complete as per the direction of Engineer-in-Charge. In flooring on a bed of 10 mm thick mortar 1:4 (1 acid proof cement : 4 coarse sand) Acid and alkali resistant tile (PRICE Code: 11.21.1.1) | 1297.85 | sqm | PRICE Data | Others | Others
Providing and fixing 10 mm thick acid and /or alkali resistant tiles of approved make and colour using acid and / or alkali resisting mortar bedding, and joints filled with acid and /or alkali resisting cement as per IS : 4457, complete as per the direction of Engineer-in-Charge. In dado/ skirting on 12 mm thick mortar 1:4 (1 acid proof cement : 4 coarse sand) Acid and alkali resistant tile (PRICE Code: 11.21.2.1) | 1395.7 | sqm | PRICE Data | Others | Others
Tile work in skirting, risers of steps and dado upto 2 m height, over 12 mm thick bed of cement mortar 1:3 (1 cement : 3 coarse sand) and jointed with grey cement slurry @ 3.3 kg/sqm, including pointing in white cement mixed with pigment of matching shade complete. Marble tiles ( polished ) Raj Nagar 8 mm thick (PRICE Code: 11.22.1.1) | 1076.1 | sqm | PRICE Data | Others | Others
Marble stone flooring with 18 mm thick marble stone as per sample of marble approved by Engineer-in-Charge, over 20 mm (average) thick base of cement mortar 1:4 (1 cement : 4 coarse sand) laid and jointed with grey cement slurry including rubbing and polishing complete with: Makrana white second quality (PRICE Code: 11.23.1) | 2810.8 | sqm | PRICE Data | Others | Others
Marble stone flooring with 18 mm thick marble stone as per sample of marble approved by Engineer-in-Charge, over 20 mm (average) thick base of cement mortar 1:4 (1 cement : 4 coarse sand) laid and jointed with grey cement slurry including rubbing and polishing complete with: Raj Nagar plain (PRICE Code: 11.23.2) | 1702.15 | sqm | PRICE Data | Others | Others
Marble stone flooring with 18 mm thick marble stone as per sample of marble approved by Engineer-in-Charge, over 20 mm (average) thick base of cement mortar 1:4 (1 cement : 4 coarse sand) laid and jointed with grey cement slurry including rubbing and polishing complete with: Agaria White (PRICE Code: 11.23.3) | 2370 | sqm | PRICE Data | Others | Others
Marble stone flooring with 18 mm thick marble stone as per sample of marble approved by Engineer-in-Charge, over 20 mm (average) thick base of cement mortar 1:4 (1 cement : 4 coarse sand) laid and jointed with grey cement slurry including rubbing and polishing complete with: Black Zebra (PRICE Code: 11.23.4) | 2102.9 | sqm | PRICE Data | Others | Others
Marble stone flooring with 18 mm thick marble stone as per sample of marble approved by Engineer-in-Charge, over 20 mm (average) thick base of cement mortar 1:4 (1 cement : 4 coarse sand) laid and jointed with grey cement slurry including rubbing and polishing complete with: Udaipur green marble (PRICE Code: 11.23.5) | 1728.9 | sqm | PRICE Data | Others | Others
Marble stone flooring with 18 mm thick marble stone as per sample of marble approved by Engineer-in-Charge, over 20 mm (average) thick base of cement mortar 1:4 (1 cement : 4 coarse sand) laid and jointed with grey cement slurry including rubbing and polishing complete with: Pink plain marble (PRICE Code: 11.23.6) | 1762.25 | sqm | PRICE Data | Others | Others
Extra for pre finished nosing to treads of steps of marble stone . (PRICE Code: 11.24) | 460.3 | metre | PRICE Data | Others | Others
Extra for marble stone flooring in treads of steps and risers using single length up to 2.00 metre. (PRICE Code: 11.25) | 540.65 | sqm | PRICE Data | Others | Others
Kota stone slab flooring over 20 mm ( average) thick base laid over and jointed with grey cement slurry mixed with pigment to match the shade of the slab, including rubbing and polishing complete with base of cement mortar 1:4 (1 cement : 4 coarse sand) 25 mm thick (PRICE Code: 11.26.1) | 1329.85 | sqm | PRICE Data | Others | Others
Kota stone slab 20 mm thick in risers of steps, skirting, dado and pillars laid on 12 mm (average) thick cement mortar 1:3 (1 cement : 3 coarse sand) and jointed with grey cement slurry mixed with pigment to match the shade of the slabs, including rubbing and polishing complete. (PRICE Code: 11.27) | 1571.35 | sqm | PRICE Data | Others | Others
40 mm thick fine dressed stone flooring over 20 mm (average) thick base of cement mortar 1:5 (1 cement : 5 coarse sand) with joints finished flush. Red sand stone (PRICE Code: 11.28.1) | 771.75 | sqm | PRICE Data | Others | Others
40 mm thick fine dressed stone flooring over 20 mm (average) thick base of cement mortar 1:5 (1 cement : 5 coarse sand) with joints finished flush. White sand stone (PRICE Code: 11.28.2) | 771.75 | sqm | PRICE Data | Others | Others
40 mm thick fine dressed stone flooring over 20 mm (average) thick base of cement mortar 1:5 (1 cement : 5 coarse sand), including pointing with cement mortar 1:2 (1 cement : 2 stone dust) with an admixture of pigment to match the shade of stone. Red sand stone (PRICE Code: 11.29.1) | 932.85 | sqm | PRICE Data | Others | Others
40 mm thick fine dressed stone flooring over 20 mm (average) thick base of cement mortar 1:5 (1 cement : 5 coarse sand), including pointing with cement mortar 1:2 (1 cement : 2 stone dust) with an admixture of pigment to match the shade of stone. White sand stone (PRICE Code: 11.29.2) | 932.85 | sqm | PRICE Data | Others | Others
40 mm thick rubbed stone flooring over 20 mm (average) thick base of cement mortar 1:5 (1 cement : 5 coarse sand) with joints 3 mm thick, side buttered with cement mortar 1:2 (1 cement : 2 stone dust) admixed with pigment to match the shade of stone and pointing with same mortar. Red sand stone (PRICE Code: 11.30.1) | 1011.55 | sqm | PRICE Data | Others | Others
40 mm thick rubbed stone flooring over 20 mm (average) thick base of cement mortar 1:5 (1 cement : 5 coarse sand) with joints 3 mm thick, side buttered with cement mortar 1:2 (1 cement : 2 stone dust) admixed with pigment to match the shade of stone and pointing with same mortar. White sand stone (PRICE Code: 11.30.2) | 1011.55 | sqm | PRICE Data | Others | Others
Extra for pre finished nosing in treads of steps of Kota stone/ sand stone slab. (PRICE Code: 11.31) | 128.6 | metre | PRICE Data | Others | Others
Extra for Kota stone / sand stone in treads of steps and risers using single length up to 1.05 metre. (PRICE Code: 11.32) | 28.75 | sqm | PRICE Data | Others | Others
25 mm wooden planking, tongued and grooved in flooring, including fixing with iron screws complete with: Second class teak wood (PRICE Code: 11.33.1) | 3604.85 | sqm | PRICE Data | Others | Others
25 mm wooden planking, tongued and grooved in flooring, including fixing with iron screws complete with: Second class deodar wood (PRICE Code: 11.33.2) | 2395.25 | sqm | PRICE Data | Others | Others
38 mm thick wood block flooring of first class teak wood laid over 25 mm thick leveling layer of cement concrete 1:2:4 (1 cement : 2 coarse sand: 4 graded stone aggregate 10 mm nominal size) to be paid separately, coated with a thin layer of hot bitumen (blown type) @2.45 kg per sqm, including fixing blocks in position after dipping in hot bitumen (blown type) up to half depth, planed, levelled smooth and finished complete. (PRICE Code: 11.34) | 8656.3 | sqm | PRICE Data | Others | Others
Providing and fixing M.S. angle 50x50x5 mm to act as nosing with lugs of M>S.flat 10x5 mm,10 cm long, forked at end 60 cm apart (minimum three lugs to be provided), including necessary welding and applying a priming coat of approved primer on exposed surface etc. complete (PRICE Code: 11.35) | 114.75 | kilogram | PRICE Data | Others | Others
Providing and laying Ceramic glazed floor tiles of size 300x300 mm (thickness to be specified by the manufacturer), of 1st quality conforming to IS : 15622, of approved make, in colours such as White, Ivory, Grey, Fume Red Brown, laid on 20 mm thick cement mortar 1:4 (1 Cement : 4 Coarse sand), including pointing the joints with white cement and matching pigment etc., complete. (PRICE Code: 11.37) | 804.65 | sqm | PRICE Data | Others | Others
Providing and laying Ceramic glazed floor tiles of size 300x300 mm (thickness to be specified by the manufacturer), of Ist quality conforming to IS : 15622, of approved make, in all colours, shades, except White, Ivory, Grey, Fume Red Brown, laid on 20 mm thick bed of cement mortar 1:4 ( 1 cement : 4 Coarse sand), including pointing the joints with white cement and matching pigments etc., complete. (PRICE Code: 11.38) | 865.25 | sqm | PRICE Data | Others | Others
Providing and laying rectified Glazed Ceramic floor tiles of size 300x300 mm or more (thickness to be specified by the manufacturer), of 1st quality conforming to IS: 15622, of approved make in colours White, Ivory, Grey, fume Red Brown, laid on 20 mm thick cement mortar 1:4 (1 cement : 4 Coarse sand), including grouting the joints with white cement and matching pigments etc., complete. (PRICE Code: 11.39) | 944.85 | sqm | PRICE Data | Others | Others
Providing and laying rectified Glazed Ceramic floor tiles of size 300x300 mm or more (thickness to be specified by the manufacturer) of Ist quality conforming to IS: 15622 of approved make in all colours, shades, except white, Ivory, Grey Fume Red Brown, laid on 20 mm thick cement mortar 1:4 (1 Cement : 4 Coarse sand) including pointing the joints with white cement and matching pigments etc., complete. (PRICE Code: 11.4) | 1016.3 | sqm | PRICE Data | Others | Others
Providing and laying vitrified floor tiles in different sizes (thickness to be specified by the manufacturer) with water absorption less than 0.08% and conforming to IS : 15622, of approved make, in all colours and shades, laid on 20 mm thick cement mortar 1:4(1 cement : 4 coarse sand), including grouting the joints with white cement and matching pigments etc., complete. Size of Tile 500x500 mm. (PRICE Code: 11.41.1) | 1100.6 | sqm | PRICE Data | Others | Others
Providing and laying vitrified floor tiles in different sizes (thickness to be specified by the manufacturer) with water absorption less than 0.08% and conforming to IS : 15622, of approved make, in all colours and shades, laid on 20 mm thick cement mortar 1:4(1 cement : 4 coarse sand), including grouting the joints with white cement and matching pigments etc., complete. Size of Tile 600 x 600 mm. (PRICE Code: 11.41.2) | 1302.65 | sqm | PRICE Data | Others | Others
Providing and laying vitrified floor tiles in different sizes (thickness to be specified by the manufacturer) with water absorption less than 0.08% and conforming to IS : 15622, of approved make, in all colours and shades, laid on 20 mm thick cement mortar 1:4(1 cement : 4 coarse sand), including grouting the joints with white cement and matching pigments etc., complete. Size of Tile 800x 800 mm (PRICE Code: 11.41.3) | 1526.8 | sqm | PRICE Data | Others | Others
Providing and laying vitrified floor tiles in different sizes (thickness to be specified by the manufacturer) with water absorption less than 0.08% and conforming to IS : 15622, of approved make, in all colours and shades, laid on 20 mm thick cement mortar 1:4(1 cement : 4 coarse sand), including grouting the joints with white cement and matching pigments etc., complete. Size of Tile 1000x1000 mm (PRICE Code: 11.41.4) | 2169.7 | sqm | PRICE Data | Others | Others
Deduct for not using 20 mm thick cement mortar 1:4 ( 1 cement : 4 coarse sand ) bedding in laying of floor tiles. (PRICE Code: 11.42) | 588.2 | sqm | PRICE Data | Others | Others
Fixing glazed/ Ceramic/ Vitrified floor tiles with cement based high polymer modified quick-set tile adhesive ( Water based) conforming to IS : 15477, in average 3 mm thickness. (PRICE Code: 11.43) | 509.75 | sqm | PRICE Data | Others | Others
Crazy ceramic tile flooring, with under layer 12 mm thick cement mortar 1:4 (1 cement: 4 coarse sand), with joints not exceeding 5 mm, including filling the gaps with ordinary cement mixture & mixing with synthetic polyester fibre, triangular in shape having specific gravity of 1.34 to 1.40, cross section size ranging from 10 to 40 micron & length upto 6 mm, mixing fibre @ 125 grams per 50 kg of cement in cement mortar, including, providing and mixing water proofing material in mortar @ 1 kg per 50 kg of cement in cement mortar, cement,all complete as per direction of Engineer-in-charge. (PRICE Code: 11.44) | 638.7 | sqm | PRICE Data | Others | Others
Providing and laying 500x500x40 mm thick Turf paver (Turfpave XD) on 150 mm thick sub grade of compacted bed of 20 mm thick nominal size stone aggregate and base course and filling with 150 mm thick jamuna sand, including spreading, well ramming, consolidating and finishing smooth etc. all complete as per direction of Engineer-in-charge. (PRICE Code: 11.45) | 1312.5 | sqm | PRICE Data | Others | Others
Providing and laying Vitrified tiles indifferent sizes (thickness to be specified by manufacturer), with water absorption less than 0.08 % and conforming to I.S. 15622, of approved make, in all colours & shade, in skirting, riser of steps, over 12 mm thick bed of cement mortar 1:3 (1 cement : 3 coarse sand), including grouting the joint with white cement & matching pigments etc. complete. Size of Tile 500x500 mm (PRICE Code: 11.46.1) | 1139.95 | sqm | PRICE Data | Others | Others
Providing and laying Vitrified tiles indifferent sizes (thickness to be specified by manufacturer), with water absorption less than 0.08 % and conforming to I.S. 15622, of approved make, in all colours & shade, in skirting, riser of steps, over 12 mm thick bed of cement mortar 1:3 (1 cement : 3 coarse sand), including grouting the joint with white cement & matching pigments etc. complete. Size of Tile 600x600 mm (PRICE Code: 11.46.2) | 1342 | sqm | PRICE Data | Others | Others
Providing and laying Vitrified tiles indifferent sizes (thickness to be specified by manufacturer), with water absorption less than 0.08 % and conforming to I.S. 15622, of approved make, in all colours & shade, in skirting, riser of steps, over 12 mm thick bed of cement mortar 1:3 (1 cement : 3 coarse sand), including grouting the joint with white cement & matching pigments etc. complete. Size of Tile 800 x 800 mm (PRICE Code: 11.46.3) | 1568.55 | sqm | PRICE Data | Others | Others
Providing and laying Vitrified tiles indifferent sizes (thickness to be specified by manufacturer), with water absorption less than 0.08 % and conforming to I.S. 15622, of approved make, in all colours & shade, in skirting, riser of steps, over 12 mm thick bed of cement mortar 1:3 (1 cement : 3 coarse sand), including grouting the joint with white cement & matching pigments etc. complete. Size of Tile 1000x1000 mm (PRICE Code: 11.46.4) | 2211.45 | sqm | PRICE Data | Others | Others
Providing and laying Vitrified tiles in different sizes (thickness to be specified by the manufacturer), with water absorption less than 0.08% and conforming to IS : 15622, of approved brand & manufacturer,in all colours and shade, in skirting, riser of steps, laid with cement based high polymer modified quick set tile adhesive (water based) conforming to IS : 15477, in average 6 mm thickness, including grouting of joints (Payment for grouting of joints to be made separately). Size of Tile 500x500 mm (PRICE Code: 11.47.1) | 1303.25 | sqm | PRICE Data | Others | Others
Providing and laying Vitrified tiles in different sizes (thickness to be specified by the manufacturer), with water absorption less than 0.08% and conforming to IS : 15622, of approved brand & manufacturer,in all colours and shade, in skirting, riser of steps, laid with cement based high polymer modified quick set tile adhesive (water based) conforming to IS : 15477, in average 6 mm thickness, including grouting of joints (Payment for grouting of joints to be made separately). Size of Tile 600x600 mm (PRICE Code: 11.47.2) | 1505.3 | sqm | PRICE Data | Others | Others
Providing and laying Vitrified tiles in different sizes (thickness to be specified by the manufacturer), with water absorption less than 0.08% and conforming to IS : 15622, of approved brand & manufacturer,in all colours and shade, in skirting, riser of steps, laid with cement based high polymer modified quick set tile adhesive (water based) conforming to IS : 15477, in average 6 mm thickness, including grouting of joints (Payment for grouting of joints to be made separately). Size of Tile 800x800 mm (PRICE Code: 11.47.3) | 1731.85 | sqm | PRICE Data | Others | Others
Providing and laying Vitrified tiles in different sizes (thickness to be specified by the manufacturer), with water absorption less than 0.08% and conforming to IS : 15622, of approved brand & manufacturer,in all colours and shade, in skirting, riser of steps, laid with cement based high polymer modified quick set tile adhesive (water based) conforming to IS : 15477, in average 6 mm thickness, including grouting of joints (Payment for grouting of joints to be made separately). Size of Tile 1000x1000 mm (PRICE Code: 11.47.4) | 2374.75 | sqm | PRICE Data | Others | Others
Grouting the joints of flooring tiles having joints of 3 mm width, using epoxy grout mix 0.70 kg of organic coated filler of desired shade (0.10 kg of hardener and 0.20 kg of resin per kg). including filling /grouting and finishing complete as per direction of Engineer-in-charge. Size of Tile 500x500 mm (PRICE Code: 11.48.1) | 252.65 | sqm | PRICE Data | Others | Others
Grouting the joints of flooring tiles having joints of 3 mm width, using epoxy grout mix 0.70 kg of organic coated filler of desired shade (0.10 kg of hardener and 0.20 kg of resin per kg). including filling /grouting and finishing complete as per direction of Engineer-in-charge. Size of Tile 600x600 mm (PRICE Code: 11.48.2) | 209.6 | sqm | PRICE Data | Others | Others
Grouting the joints of flooring tiles having joints of 3 mm width, using epoxy grout mix 0.70 kg of organic coated filler of desired shade (0.10 kg of hardener and 0.20 kg of resin per kg). including filling /grouting and finishing complete as per direction of Engineer-in-charge. Size of Tile 800x800mm (PRICE Code: 11.48.3) | 166.55 | sqm | PRICE Data | Others | Others
Grouting the joints of flooring tiles having joints of 3 mm width, using epoxy grout mix 0.70 kg of organic coated filler of desired shade (0.10 kg of hardener and 0.20 kg of resin per kg). including filling /grouting and finishing complete as per direction of Engineer-in-charge. Size of Tile 1000x1000 mm (PRICE Code: 11.48.4) | 119.25 | sqm | PRICE Data | Others | Others
Providing and laying Vitrified tiles in floor with different sizes (thickness to be specified by the manufacturer), with water absorption less than 0.08% and conforming to IS : 15622, of approved brand & manufacturer, in all colours and shade, laid with cement based high polymer modified quick set tile adhesive (water based) conforming to IS : 15477, in average 6 mm thickness, including grouting of joints (Payment for grouting of joints to be made separately). Size of Tile 500x500 mm (PRICE Code: 11.49.1) | 1195.6 | sqm | PRICE Data | Others | Others
Providing and laying Vitrified tiles in floor with different sizes (thickness to be specified by the manufacturer), with water absorption less than 0.08% and conforming to IS : 15622, of approved brand & manufacturer, in all colours and shade, laid with cement based high polymer modified quick set tile adhesive (water based) conforming to IS : 15477, in average 6 mm thickness, including grouting of joints (Payment for grouting of joints to be made separately). Size of Tiles 600x600 mm (PRICE Code: 11.49.2) | 1397.65 | sqm | PRICE Data | Others | Others
Providing and laying Vitrified tiles in floor with different sizes (thickness to be specified by the manufacturer), with water absorption less than 0.08% and conforming to IS : 15622, of approved brand & manufacturer, in all colours and shade, laid with cement based high polymer modified quick set tile adhesive (water based) conforming to IS : 15477, in average 6 mm thickness, including grouting of joints (Payment for grouting of joints to be made separately). Size of Tile 800x800 mm (PRICE Code: 11.49.3) | 1624.2 | sqm | PRICE Data | Others | Others
Providing and laying Vitrified tiles in floor with different sizes (thickness to be specified by the manufacturer), with water absorption less than 0.08% and conforming to IS : 15622, of approved brand & manufacturer, in all colours and shade, laid with cement based high polymer modified quick set tile adhesive (water based) conforming to IS : 15477, in average 6 mm thickness, including grouting of joints (Payment for grouting of joints to be made separately). Size of Tile 1000x1000 mm (PRICE Code: 11.49.4) | 2267.1 | sqm | PRICE Data | Others | Others
Deduct for not grouting the joints with white cement and matching pigment in the items of fixing of vitrified tiles (PRICE Code: 11.5) | 9.55 | sqm | PRICE Data | Others | Others
Providing and laying machine cut, mirror polished, Italian Marble stone flooring laid in required pattern in linear portion of the building all complete as per architectural drawings, with 18 mm thick stone slab laid over 20 mm (average) thick base of cement mortar 1:4 (1 cement : 4 coarse sand) laid and jointed with white cement slurry @ 4.4 kg/sqm including pointing with white cement slurry admixed with pigment to match the marble shade including rubbing, curing and polishing etc. all complete as specified and as directed by the Engineer-in-charge. a. 18 mm thick Italian Marble stone slab, Perlato, Rosso verona, Fire Red or Dark Emperadore etc. (PRICE Code: 11.51) | 5198.7 | sqm | PRICE Data | Others | Others
Providing and laying machine cut, mirror polished Marble stone flooring, in required design (Simple geometrical, abstract etc.) and in patterns in combination with Italian marble stone of different colours, shades and finished surface texture etc., in linear portions of the building, all complete as per the shades and finished surface texture etc., in linear portions of the building, all complete as per the architectural drawings, with 18 mm thick stone slab laid over 20 mm (average) thick base of cement mortar 1:4 (1 cement : 4 coarse sand) laid and jointed with white cement slurry @ 4.4 kg/sqm including pointing with white cement slurry admixed with pigment to match the marble shade including rubbing, curing and polishing etc. all complete as specified and as directed by the Engineer-in-charge. a. 18 mm thick Italian Marble stone slab, Perlato, Rosso verona, Fire Red or Dark Emperadore etc. (PRICE Code: 11.52) | 5448.4 | sqm | PRICE Data | Others | Others
Providing and fixing Glass mossaic tiles at finished plain wall surface of size 20 mm x 20 mm x 4 mm in all colour, design, fixing in customize design as per direction of Engineer-in-charge. The glass mosaic tiles to be fixed on the wall surface with the help of approved adhesive applied at the rate of 2.5 kg per sqm and grouting of the same. The rate is inclusive of all operation, material and required pattern approved by Engineer-in-charge. (PRICE Code: 11.53) | 2821.75 | sqm | PRICE Data | Others | Others
Providing and fixing removable raised/false access flooring with system and its components of approved make for different plenum height with possible height adjustment upto 50 mm, comprising of modular load bearing floor panels supported on G.I. rectangular stinger frame work and G.I. Pedestal etc. all complete, as per the architectural drawings, as specified and as directed by Engineer-in-charge consisting of: a) Providing at required spacing to form modular framework, pedestals made out of GI tube of thickness minimum 2 mm and 25 mm outer diameter, fully welded on the G.I. Base plate of size 100mmx100mmx3mm at the bottom of the pedestal tube, G.I. pedestal head of size 75mmx75mmx3.5mm welded with GI fully threaded stud 16 mm outer diameter with two GI check nuts screwed on the stud for level adjustment upto 50mm, locking and stabilizing the pedestal head in position at the required level. The pedestals shall be fixed to the subfloor (base) through base plate using epoxy based adhesive of approved make or the machine screw with rawl plug. b) Stringers system in all steel construction hot dipped galvanized of rectangular size 570x20x30x0.80 mm thick having holes at both ends for securing the stringers on to the pedestal head using fully threaded screws ensuring maximum lateral stability in all directions, the grid formed by the pedestal and stringer assembly shall receive the floor panel, this system shall provide adequate solid, rigid support for access floor panel, the system shall provide a minimum clear uninterrupted clearance between the bottom of the floor for electrical conduits and wiring etc. all complete as per the architectural drawings, as specified and as directed by the Engineer-in-charge. c) Providing and fixing Access Floor panel of 600x600x32 mm medium grade Filled Steel anti static high pressure Lamination of 800H grade (FS800H). Access Floor panel shall be steel welded construction with an enclosed bottom pan with uniform pattern of 64 hemispherical cones. The top and bottom plates of Steel Guages: top 0.6 mm and bottom 0.7 mm fused spot welded together (minimum 64 welds in each dome and 20 welds along each flange). The panel should be Corroresist epoxy coated for lifetime rust protection and cavity formed by the top and bottom plate is filled with Pyrogrip noncombustible Portland cementitious core mixed with light weight foaming compound. The access floor shall be factory finished with Anti-static High Pressure laminate with Non Warp technology upto 1mm thickness for superior adhesion and Surface flatness within 0.75mm. The panel is to withstand a Concentrated Load of 363 Kgs applied on area 25mm x 25mm without collapse in the centre of the panel which is placed on four steel blocks. The panel will withstand and Uniformly Distributed Load (UDL) minimum 1250 kg/sqm and an impact load of 50 kg all complete as per the approved manufacturers specification and as per the direction of Engineer-in-charge. All specification must be printed on the side of the panel to ensure the quality of the product. 300 mm Finished Floor Height (FFH). (PRICE Code: 11.54.1) | 4406 | sqm | PRICE Data | Others | Others
Providing and fixing removable raised/false access flooring with system and its components of approved make for different plenum height with possible height adjustment upto 50 mm, comprising of modular load bearing floor panels supported on G.I. rectangular stinger frame work and G.I. Pedestal etc. all complete, as per the architectural drawings, as specified and as directed by Engineer-in-charge consisting of: a) Providing at required spacing to form modular framework, pedestals made out of GI tube of thickness minimum 2 mm and 25 mm outer diameter, fully welded on the G.I. Base plate of size 100mmx100mmx3mm at the bottom of the pedestal tube, G.I. pedestal head of size 75mmx75mmx3.5mm welded with GI fully threaded stud 16 mm outer diameter with two GI check nuts screwed on the stud for level adjustment upto 50mm, locking and stabilizing the pedestal head in position at the required level. The pedestals shall be fixed to the subfloor (base) through base plate using epoxy based adhesive of approved make or the machine screw with rawl plug. b) Stringers system in all steel construction hot dipped galvanized of rectangular size 570x20x30x0.80 mm thick having holes at both ends for securing the stringers on to the pedestal head using fully threaded screws ensuring maximum lateral stability in all directions, the grid formed by the pedestal and stringer assembly shall receive the floor panel, this system shall provide adequate solid, rigid support for access floor panel, the system shall provide a minimum clear uninterrupted clearance between the bottom of the floor for electrical conduits and wiring etc. all complete as per the architectural drawings, as specified and as directed by the Engineer-in-charge. c) Providing and fixing Access Floor panel of 600x600x32 mm medium grade Filled Steel anti static high pressure Lamination of 800H grade (FS800H). Access Floor panel shall be steel welded construction with an enclosed bottom pan with uniform pattern of 64 hemispherical cones. The top and bottom plates of Steel Guages: top 0.6 mm and bottom 0.7 mm fused spot welded together (minimum 64 welds in each dome and 20 welds along each flange). The panel should be Corroresist epoxy coated for lifetime rust protection and cavity formed by the top and bottom plate is filled with Pyrogrip noncombustible Portland cementitious core mixed with light weight foaming compound. The access floor shall be factory finished with Anti-static High Pressure laminate with Non Warp technology upto 1mm thickness for superior adhesion and Surface flatness within 0.75mm. The panel is to withstand a Concentrated Load of 363 Kgs applied on area 25mm x 25mm without collapse in the centre of the panel which is placed on four steel blocks. The panel will withstand and Uniformly Distributed Load (UDL) minimum 1250 kg/sqm and an impact load of 50 kg all complete as per the approved manufacturers specification and as per the direction of Engineer-in-charge. All specification must be printed on the side of the panel to ensure the quality of the product. 450 mm Finished Floor Height (FFH). (PRICE Code: 11.54.2) | 4656.9 | sqm | PRICE Data | Others | Others
Providing and laying flamed finish Granite stone flooring in required design and patterns, in linear as well as curvilinear portions of the building all complete as per the architectural drawings with 18 mm thick stone slab over 20 mm (average) thick base of cement mortar 1:4 (1 cement : 4 coarse sand) laid and jointed with cement slurry and pointing with white cement slurry admixed with pigment of matching shade including rubbing, curing and polishing etc. all complete as specified and as directed by the Engineer-in-Charge : Flamed finish granite stone slab Jet Black, Cherry Red, Elite Brown, Cat Eye or equivalent. (PRICE Code: 11.55.1) | 2149.9 | sqm | PRICE Data | Others | Others
Providing and laying Polished Granite stone flooring in required design and patterns, in linear as well as curvilinear portions of the building all complete as per the architectural drawings with 18 mm thick stone slab over 20 mm (average) thick base of cement mortar 1:4 (1 cement : 4 coarse sand) laid and jointed with cement slurry and pointing with white cement slurry admixed with pigment of matching shade including rubbing , curing and polishing etc. all complete as specified and as directed by the Engineer-in-Charge. Polished Granite stone slab jet Black, Cherry Red, Elite Brown, Cat Eye or equivalent. (PRICE Code: 11.56.1) | 3061.55 | sqm | PRICE Data | Others | Others
Providing and fixing 1st quality ceramic glazed floor tiles conforming to IS : 15622 (thickness to be specified by the manufacturer ) of approved make in all colours, shades except burgundy, bottle green, black of any size as approved by Engineer-in-Charge in skirting, risers of steps and dados over 12 mm thick bed of cement Mortar 1:3 (1 cement: 3 coarse sand) and jointing with grey cement slurry @ 3.3kg per sqm including pointing in white cement mixed with pigment of matching shade complete. (PRICE Code: 11.37A) | 805.5 | sqm | PRICE Data | Others | Others
Providing and fixing glazed screen printed border tile 75mm wide having thickness 5mm, of approved quality & make, in all shades, design and prints, in dado, over 12mm thick bed of cement mortar 1:3 (1 Cement : 3 Coarse sand) and jointing with grey cement slurry @ 3.3 kg/sqm including pointing with white cement mixed with pigment of matching shade, all complete as approved by Engineer - in - Charge (PRICE Code: 11.46A) | 142.95 | metre | PRICE Data | Others | Others
Providing corrugate G.S. sheet roofing including vertical/ curved surface fixed with polymer coated J or L hooks, bolts and nuts 8 mm diameter with bitumen and G.I. limpet washers or with G.I. limpet washers filled with white lead, including a coat of approved steel primer and two coats of approved paint on overlapping of sheets complete ( up to any pitch in horizontal / vertical or curved surfaces), excluding the cost of purlins, rafters and trusses and including cutting to size and shape wherever required. 1.00 mm thick with zinc coating not less than 275 gm/m2 (PRICE Code: 12.1.1) | 1071.5 | sqm | PRICE Data | Others | Others
Providing corrugate G.S. sheet roofing including vertical/ curved surface fixed with polymer coated J or L hooks, bolts and nuts 8 mm diameter with bitumen and G.I. limpet washers or with G.I. limpet washers filled with white lead, including a coat of approved steel primer and two coats of approved paint on overlapping of sheets complete ( up to any pitch in horizontal / vertical or curved surfaces), excluding the cost of purlins, rafters and trusses and including cutting to size and shape wherever required. 0.80 mm thick with zinc coating less than 275 gm/m2 (PRICE Code: 12.1.2) | 921.8 | sqm | PRICE Data | Others | Others
Providing corrugate G.S. sheet roofing including vertical/ curved surface fixed with polymer coated J or L hooks, bolts and nuts 8 mm diameter with bitumen and G.I. limpet washers or with G.I. limpet washers filled with white lead, including a coat of approved steel primer and two coats of approved paint on overlapping of sheets complete ( up to any pitch in horizontal / vertical or curved surfaces), excluding the cost of purlins, rafters and trusses and including cutting to size and shape wherever required. 0.63 mm thick with zinc coating not less than 275 gm/m2 (PRICE Code: 12.1.3) | 794.3 | sqm | PRICE Data | Others | Others
Extra for straight cutting in C.G.S. sheet roofing for making opening of area exceeding 40 sq decimeter for chimney stacks, skylight etc. 1.00 mm thick (PRICE Code: 12.2.1) | 75.25 | metre | PRICE Data | Others | Others
Extra for straight cutting in C.G.S. sheet roofing for making opening of area exceeding 40 sq decimeter for chimney stacks, skylight etc. 0.80 mm thick (PRICE Code: 12.2.2) | 60.2 | metre | PRICE Data | Others | Others
Extra for straight cutting in C.G.S. sheet roofing for making opening of area exceeding 40 sq decimeter for chimney stacks, skylight etc. 0.63 mm thick (PRICE Code: 12.2.3) | 60.2 | metre | PRICE Data | Others | Others
Extra for circular cutting in C.G.S. sheet roofing for making opening of area exceeding 40 square decimeter: 1.00 mm thick (PRICE Code: 12.3.1) | 429.05 | metre | PRICE Data | Others | Others
Extra for circular cutting in C.G.S. sheet roofing for making opening of area exceeding 40 square decimeter: 0.80 mm thick (PRICE Code: 12.3.2) | 342.7 | metre | PRICE Data | Others | Others
Extra for circular cutting in C.G.S. sheet roofing for making opening of area exceeding 40 square decimeter: 0.63 mm thick (PRICE Code: 12.3.3) | 342.7 | metre | PRICE Data | Others | Others
Providing ridges or hips width 60 cm overall width plain G.S. sheet fixed with polymer coated J or L hooks, bolts and nuts 8 mm dia G.I. limpet and bitumen washers complete. 0.80 mm thick with zinc coating not less than 275 gm/m2 (PRICE Code: 12.4.1) | 678.35 | metre | PRICE Data | Others | Others
Providing ridges or hips width 60 cm overall width plain G.S. sheet fixed with polymer coated J or L hooks, bolts and nuts 8 mm dia G.I. limpet and bitumen washers complete. 0.63 mm thick with zinc coating not less than 275 gm/m2 (PRICE Code: 12.4.2) | 616.5 | metre | PRICE Data | Others | Others
Providing valleys of 90 cm wide overall in plain G.S. sheet fixed with polymer coated J or L hooks, bolts and nuts 8 mm dia G.I. limper and bitumen washers complete: 1.60 mm thick with zinc coating not less than 350 gm/ m2 (PRICE Code: 12.5.1) | 1150 | metre | PRICE Data | Others | Others
Providing and fixing of 40 cm overall width plain G.S. Sheet fixed with polymer coated J or L hooks, bolts and nuts, G.I. limpet and bitumen washer complete, bent to shape and fixed in wall with cement mortar 1:3 ( 1 cement : 3 coarse sand). 1.00 mm thick with zinc coating not less than 275 gm/ m2 (PRICE Code: 12.6.1) | 570.45 | metre | PRICE Data | Others | Others
Providing and fixing 15cm wide, 45 cm overall semi circular plain G.S. sheet gutter with iron brackets 40x3 mm size, bolts, nuts and washers etc., including making necessary connections with rain water pipes complete. 0.80 mm thick with zinc coating not less than 275 gm/m2 (PRICE Code: 12.7.1) | 664.15 | metre | PRICE Data | Others | Others
Providing and fixing 15cm wide, 45 cm overall semi circular plain G.S. sheet gutter with iron brackets 40x3 mm size, bolts, nuts and washers etc., including making necessary connections with rain water pipes complete. 0.63 mm thick with zinc coating not less than 275 gm/ m2 (PRICE Code: 12.7.2) | 612.65 | metre | PRICE Data | Others | Others
Providing non- asbestos high impact Polypropylene reinforced cement 6 mm thick corrugated sheets (as per IS: 14871) roofing up to any pitch and fixing with polymer coated J or L hooks, bolts and nuts, 8 mm dia G.I. plain and bitumen washers or with self drilling fastener and EPDM washers etc. complete (excluding the cost of purlins, rafter and trusses), including cutting sheets to size and shape wherever required. (PRICE Code: 12.8) | 393.5 | sqm | PRICE Data | Others | Others
Extra for straight cutting in non - asbestos polypropylene reinforced cement corrugated, semi-corrugated 6 mm thick sheet roofing for making openings of area exceeding 40 square decimeter for chimney stacks, skylights etc. (PRICE Code: 12.9) | 60.2 | metre | PRICE Data | Others | Others
Extra for circular cutting in non- asbestos polypropylene reinforced cement corrugated / semi- corrugated 6 mm thick sheet roofing for making openings of area exceeding 40 square decimeter. (PRICE Code: 12.1) | 166.35 | metre | PRICE Data | Others | Others
Extra providing and fixing wind ties of 40x6 mm flat iron section. (PRICE Code: 12.11) | 131.2 | metre | PRICE Data | Others | Others
Providing and fixing ridges and hips in non-asbestos fibre cement high impact polypropylene reinforced roofing with suitable fixing accessories or self drilling fastener and EPDM washer etc. complete. Corrugated serrated adjustable ridges (PRICE Code: 12.12.1) | 376.25 | metre | PRICE Data | Others | Others
Providing and fixing ridges and hips in non-asbestos fibre cement high impact polypropylene reinforced roofing with suitable fixing accessories or self drilling fastener and EPDM washer etc. complete. Plain wing adjustable ridges (PRICE Code: 12.12.2) | 376.25 | metre | PRICE Data | Others | Others
Providing and fixing ridges and hips in non-asbestos fibre cement high impact polypropylene reinforced roofing with suitable fixing accessories or self drilling fastener and EPDM washer etc. complete. Close fitting adjustable ridges (PRICE Code: 12.12.3) | 423 | metre | PRICE Data | Others | Others
Providing and fixing ridges and hips in non-asbestos fibre cement high impact polypropylene reinforced roofing with suitable fixing accessories or self drilling fastener and EPDM washer etc. complete. Unserrated adjustable hips (PRICE Code: 12.12.4) | 375.45 | metre | PRICE Data | Others | Others
Providing and fixing non- asbestos fibre cement high impact polypropylene reinforced roofing accessories in all colours with polymer coated J or L hooks, bolts and nuts and or G.I. seam bolts and nuts, G.I. plain and bitumen washers or with self drilling fastener and EPDM washer etc. complete: Corrugated apron pieces (PRICE Code: 12.13.1) | 311.45 | metre | PRICE Data | Others | Others
Providing and fixing non- asbestos fibre cement high impact polypropylene reinforced roofing accessories in all colours with polymer coated J or L hooks, bolts and nuts and or G.I. seam bolts and nuts, G.I. plain and bitumen washers or with self drilling fastener and EPDM washer etc. complete: Eave's filler pieces (PRICE Code: 12.13.2) | 252.25 | metre | PRICE Data | Others | Others
Providing and fixing non- asbestos fibre cement high impact polypropylene reinforced roofing accessories in all colours with polymer coated J or L hooks, bolts and nuts and or G.I. seam bolts and nuts, G.I. plain and bitumen washers or with self drilling fastener and EPDM washer etc. complete: North light curves (PRICE Code: 12.13.3) | 422.5 | metre | PRICE Data | Others | Others
Providing and fixing non- asbestos fibre cement high impact polypropylene reinforced roofing accessories in all colours with polymer coated J or L hooks, bolts and nuts and or G.I. seam bolts and nuts, G.I. plain and bitumen washers or with self drilling fastener and EPDM washer etc. complete: Ventilator curves (PRICE Code: 12.13.4) | 459.3 | metre | PRICE Data | Others | Others
Providing and fixing non- asbestos fibre cement high impact polypropylene reinforced roofing accessories in all colours with polymer coated J or L hooks, bolts and nuts and or G.I. seam bolts and nuts, G.I. plain and bitumen washers or with self drilling fastener and EPDM washer etc. complete: Barge boards (PRICE Code: 12.13.5) | 543.1 | metre | PRICE Data | Others | Others
Providing and fixing non- asbestos fibre cement high impact polypropylene reinforced roofing accessories in all colours with polymer coated J or L hooks, bolts and nuts and or G.I. seam bolts and nuts, G.I. plain and bitumen washers or with self drilling fastener and EPDM washer etc. complete: Ridge finials (PRICE Code: 12.13.6) | 226.3 | pair | PRICE Data | Others | Others
Providing and fixing non- asbestos fibre cement high impact polypropylene reinforced roofing accessories in all colours with polymer coated J or L hooks, bolts and nuts and or G.I. seam bolts and nuts, G.I. plain and bitumen washers or with self drilling fastener and EPDM washer etc. complete: Special north light curves (PRICE Code: 12.13.7) | 756.65 | no | PRICE Data | Others | Others
Providing and fixing non- asbestos fibre cement high impact polypropylene reinforced roofing accessories in all colours with polymer coated J or L hooks, bolts and nuts and or G.I. seam bolts and nuts, G.I. plain and bitumen washers or with self drilling fastener and EPDM washer etc. complete: S type louvers (PRICE Code: 12.13.8) | 395 | metre | PRICE Data | Others | Others
Providing flat iron brackets 50x3 mm size with necessary bolts, nuts and washers etc. for fixing asbestos cement / G.S. sheet gutters with purlins. (PRICE Code: 12.14) | 61.55 | metre | PRICE Data | Others | Others
10 cm thick (average) mud phaska of damped brick earth on roofs laid to slope consolidated and plastered with 25 mm thick mud mortar mixed with bhusa @ 35kg per cum of earth and gobri leaping with mix 1:1 ( 1 clay : 1 cow dung) and covered with flat tile bricks, grouted with cement mortar 1:3 ( 1 cement : 3 fine sand) mixed with 2% of integral water proofing compound by weight of cement and finished neat: With common burnt clay F.P.S. (non modular ) brick tile of class designation 10 (PRICE Code: 12.16.1) | 717.75 | sqm | PRICE Data | Others | Others
10 cm thick (average) mud phaska of damped brick earth on roofs laid to slope consolidated and plastered with 25 mm thick mud mortar with bhusha @ 35 kg per cum of earth and gobri leaping with mix 1:1 ( 1 clay : 1 cow-dung) and covered with machine moulded tile bricks, grouted with cement mortar 1:3 9 1 cement : 3 fine sand) mixed with 2% of integral water proofing compound by weight of cement and finished neat. With machine moulded common burnt clay F.P.S.(non modular) brick tiles of class designation - 12.50, conforming to IS -2690. (PRICE Code: 12.17.1) | 735.4 | sqm | PRICE Data | Others | Others
Extra for every additional 1 cm thickness of mud phaska. (PRICE Code: 12.18) | 16.15 | sqm | PRICE Data | Others | Others
Providing and laying brick tiles over mumty roofs grouted with cement mortar 1:3 ( 1 cement : 3 fine sand) mixed with 2% of integral water proofing compound by weight of cement, over 12 mm layer of cement mortar 1:3 ( 1 cement : 3 fine sand) and finished neat: With common burnt clay F.P.S. ( non modular) brick tiles class designation 10 (PRICE Code: 12.19.1) | 446.6 | sqm | PRICE Data | Others | Others
Providing and laying pressed clay tiles ( as per approved pattern 20 mm nominal thickness of approved size) on roofs jointed with cement mortar 1:4 (1 cement : 4 coarse sand mixed with 2% integral water proofing compound, laid over a bed of 20 mm thick cement mortar 1:4 (1 cement : 4 coarse sand) and finished neat complete (PRICE Code: 12.2) | 507.5 | sqm | PRICE Data | Others | Others
Providing gola 75x75 mm in cement concrete 1:2:4 ( 1 cement : 2 coarse sand: 4 stone aggregate 10 mm and down gauge) including finishing with cement mortar 1:3 ( 1 cement : 3 fine sand) as per standard design: In 75x75 mm deep chase (PRICE Code: 12.21.1) | 206 | metre | PRICE Data | Others | Others
Making Khurras 45x45cm with average minimum thickness of 5 cm cement concrete 1:2:4 (1 cement : 2 coarse sand: 4 graded stone aggregate of 20 mm nominal size) over P.V.C. sheet 1 mx1 mx400 micron, finished with 12 mm cement plaster 1:3 (1 cement : 3 coarse sand) and a coat of neat cement, rounding the edges, making and finishing the outlet complete. (PRICE Code: 12.22) | 211.9 | each | PRICE Data | Others | Others
Providing sand stone slab for roofing and laying them in cement mortar 1:4 ( 1 cement : 4 coarse sand) over wooden karries or RCC battens or structural steel sections ( Karries or battens or structural steel sections to be paid separately), including pointing the ceiling joints with cement mortar 1:3 ( 1 cement : 3 fine sand ) complete: Red sand stone salb 40 to 50 mm thick (PRICE Code: 12.23.1.1) | 688.5 | sqm | PRICE Data | Others | Others
Providing sand stone slab for roofing and laying them in cement mortar 1:4 ( 1 cement : 4 coarse sand) over wooden karries or RCC battens or structural steel sections ( Karries or battens or structural steel sections to be paid separately), including pointing the ceiling joints with cement mortar 1:3 ( 1 cement : 3 fine sand ) complete: White sand stone slab 40 to 50 mm thick (PRICE Code: 12.23.2.1) | 707.65 | sqm | PRICE Data | Others | Others
Providing and fixing insulating board ceiling of approved quality with necessary nails etc. complete (frame work to be paid separately): Natural colour insulating board 12 mm thick (PRICE Code: 12.24.1.1) | 637 | sqm | PRICE Data | Others | Others
Providing and fixing insulating board ceiling of approved quality with necessary nails etc. complete (frame work to be paid separately): White face insulating board 12 mm thick (PRICE Code: 12.24.2.1) | 668.95 | sqm | PRICE Data | Others | Others
Providing and fixing insulating board ceiling of approved quality with necessary nails etc. complete (frame work to be paid separately): Flame retardant face insulating board 12 mm thick (PRICE Code: 12.24.3.1) | 777.55 | sqm | PRICE Data | Others | Others
Providing and fixing flat pressed 3 layer medium density particle board or graded particle board (Grade I) IS: 3087 marked, in ceiling with necessary nails etc. complete ( frame work to be paid separately): 12 mm thick (PRICE Code: 12.25.1) | 736.05 | sqm | PRICE Data | Others | Others
Providing and fixing plain Multipurpose Cement board (High Pressure steam cured) as per IS : 14862, with suitable screws for fibre cement board in ceiling etc. complete (frame work to be paid separately) : 6 mm thick cement board (PRICE Code: 12.26.1) | 636.4 | sqm | PRICE Data | Others | Others
Providing and fixing plain Multipurpose Cement board (High Pressure steam cured) as per IS : 14862, with suitable screws for fibre cement board in ceiling etc. complete (frame work to be paid separately) : 6 mm thick Cement bonded wood particle board as per IS:14276 (PRICE Code: 12.26.2) | 617.2 | sqm | PRICE Data | Others | Others
Extra for Circular cutting including wastages in ceiling with: 2nd class teak wood planks 20 mm thick (PRICE Code: 12.27.1) | 523.5 | metre | PRICE Data | Others | Others
Extra for Circular cutting including wastages in ceiling with: Natural colour insulating board 12 mm thick (PRICE Code: 12.27.2.1) | 320.45 | metre | PRICE Data | Others | Others
Extra for Circular cutting including wastages in ceiling with: White face insulating board 12 mm thick (PRICE Code: 12.27.3.1) | 324.4 | metre | PRICE Data | Others | Others
Extra for Circular cutting including wastages in ceiling with: Flame retardant face insulating board 12 mm thick (PRICE Code: 12.27.4.1) | 337.95 | metre | PRICE Data | Others | Others
Extra for Circular cutting including wastages in ceiling with: Standard quality hard board sheet 3 mm thcik (PRICE Code: 12.27.5.1) | 308.4 | metre | PRICE Data | Others | Others
Extra for Circular cutting including wastages in ceiling with: Standard quality hard board sheet 4.5 mm thick (PRICE Code: 12.27.5.2) | 320.35 | metre | PRICE Data | Others | Others
Extra for providing and fixing ceiling to curved surfaces in narrow widths. (PRICE Code: 12.28) | 294.2 | sqm | PRICE Data | Others | Others
Providing 10 mm thick plaster of Paris (gypsum anhydrous) ceiling up to a height of 5 m above floor level, over first class kail wood strips 25x6 mm with 10 mm gap in between and reinforced with rabbit wire mesh fixed to wooden frame (frame work to be paid separately) : Flat surfaces (PRICE Code: 12.31.1) | 1149.45 | sqm | PRICE Data | Others | Others
Providing 10 mm thick plaster of Paris (gypsum anhydrous) ceiling up to a height of 5 m above floor level, over first class kail wood strips 25x6 mm with 10 mm gap in between and reinforced with rabbit wire mesh fixed to wooden frame (frame work to be paid separately) : Curved surfaces (PRICE Code: 12.31.2) | 1375.25 | sqm | PRICE Data | Others | Others
Extra for sunk or raised mouldings in the plaster of Paris (Gypsum anhydrous) ceiling. (PRICE Code: 12.32) | 387.1 | sqm | PRICE Data | Others | Others
Extra for providing plaster of Paris (Gypsum anhydrous) ceiling above 5 metres height from floor level. (PRICE Code: 12.33) | 171.6 | sqm per meter height | PRICE Data | Others | Others
Providing and fixing thermal insulation of ceiling (under deck insulation) with Resin Bonded Fibre glass wool conforming to IS: 8183, density 24 kg/m3, 50 mm thick, wrapped in 200 G Virgin Polythene bags, fixed to ceiling with metallic cleats (50x50x3 mm) @ 60 cm and wire mesh of 12.5 mm x 24 gauge wire and mesh, for top most ceiling of building . (PRICE Code: 12.34) | 503.75 | sqm | PRICE Data | Others | Others
Providing and fixing thermal insulation with Resin Bonded Fibre glass wool conforming to IS : 8183, density 16 kg/ m3, 50 mm thcik, wrapped in 200 G Virgin Polythene bags placed over existing false ceiling and held in position by crisscrossing GI wire. (PRICE Code: 12.35) | 215.1 | sqm | PRICE Data | Others | Others
Thermal Insulation of roofing with Expanded polystyrene fixed with suitable adhesive to the false ceiling as per the directions of the Engineer-in- Charge. With Type N - Normal 50 mm thick (PRICE Code: 12.36.1) | 238.8 | sqm | PRICE Data | Others | Others
Thermal Insulation of roofing with Expanded polystyrene fixed with suitable adhesive to the false ceiling as per the directions of the Engineer-in- Charge. With Type SE - Self Extinguishing type 50 mm thick (PRICE Code: 12.36.2) | 270.75 | sqm | PRICE Data | Others | Others
Providing and fixing 100 mm diameter and 60 cm long rain water spout in cement mortar 1:4 (1 cement : 4 fine sand). Stone ware spout (PRICE Code: 12.37.1) | 111.45 | no | PRICE Data | Others | Others
Providing and fixing M.S. holder bat clamps of approved design to C.I. or S.C.I rain water pipes embedded in and including cement concrete blocks 10x10x10 cm of 1:2:4 mix ( 1 cement : 2 coarse sand: 4 graded stone aggregate 20 mm nominal size) and cost of cutting holes and making good the walls etc: 100 mm diameter (PRICE Code: 12.38.1) | 249.5 | no | PRICE Data | Others | Others
Providing and fixing M.S. holder bat clamps of approved design to C.I. or S.C.I rain water pipes embedded in and including cement concrete blocks 10x10x10 cm of 1:2:4 mix ( 1 cement : 2 coarse sand: 4 graded stone aggregate 20 mm nominal size) and cost of cutting holes and making good the walls etc: 150 mm diameter (PRICE Code: 12.38.2) | 266.95 | no | PRICE Data | Others | Others
Providing lead caulked joints to sand cast iron rain water pipes and fittings: 100 mm dia pipe (PRICE Code: 12.39.1) | 365.6 | each | PRICE Data | Others | Others
Providing lead caulked joints to sand cast iron rain water pipes and fittings: 150 mm dia pipe (PRICE Code: 12.39.2) | 499.95 | joint | PRICE Data | Others | Others
Providing, fixing and embedding sand cast iron accessories for rain water pipes in the masonry surrounded with 12 mm thick cement mortar of the same mix, as that of masonry (lead caulking will be paid for separately) Sand cast iron plain shoes 150 mm diameter (PRICE Code: 12.40.1.1) | 371.8 | each | PRICE Data | Others | Others
Providing and fixing on wall face unplasticised Rigid PVC rain water pipes conforming to IS : 13592 Type A, including jointing with seal ring conforming to IS : 5382, leaving 10 mm gap for thermal expansion, (i) Single socketed pipes. 75 mm diameter (PRICE Code: 12.41.1) | 174.55 | metre | PRICE Data | Others | Others
Providing and fixing on wall face unplasticised Rigid PVC rain water pipes conforming to IS : 13592 Type A, including jointing with seal ring conforming to IS : 5382, leaving 10 mm gap for thermal expansion, (i) Single socketed pipes. 110 mm diameter (PRICE Code: 12.41.2) | 264.85 | metre | PRICE Data | Others | Others
Coupler 75 mm (PRICE Code: 12.42.1.1) | 67.55 | each | PRICE Data | Others | Others
Coupler 110 mm (PRICE Code: 12.42.1.2) | 102.25 | each | PRICE Data | Others | Others
Providing and fixing on wall face unplasticised- PVC moulded fittings/ accessories for unplasticised Rigid PVC rain water pipes conforming to IS : 13592 Type A, including jointing with seal ring conforming to IS : 5382, leaving 10 mm gap for thermal expansion Single pushfit Coupler 75 mm (PRICE Code: 12.42.2.1) | 67.55 | each | PRICE Data | Others | Others
Providing and fixing on wall face unplasticised- PVC moulded fittings/ accessories for unplasticised Rigid PVC rain water pipes conforming to IS : 13592 Type A, including jointing with seal ring conforming to IS : 5382, leaving 10 mm gap for thermal expansion Single pushfit Coupler 110 mm (PRICE Code: 12.42.2.2) | 94.15 | each | PRICE Data | Others | Others
Single tee with door 75x75x75 mm (PRICE Code: 12.42.3.1) | 121.4 | each | PRICE Data | Others | Others
Single tee with door 110x110x110 mm (PRICE Code: 12.42.3.2) | 176.5 | each | PRICE Data | Others | Others
Providing and fixing on wall face unplasticised- PVC moulded fittings/ accessories for unplasticised Rigid PVC rain water pipes conforming to IS : 13592 Type A, including jointing with seal ring conforming to IS : 5382, leaving 10 mm gap for thermal expansion Single tee without door 75x75x75 mm (PRICE Code: 12.42.4.1) | 106.3 | each | PRICE Data | Others | Others
Providing and fixing on wall face unplasticised- PVC moulded fittings/ accessories for unplasticised Rigid PVC rain water pipes conforming to IS : 13592 Type A, including jointing with seal ring conforming to IS : 5382, leaving 10 mm gap for thermal expansion Single tee without door 110x110x110 mm (PRICE Code: 12.42.4.2) | 163.7 | each | PRICE Data | Others | Others
Providing and fixing on wall face unplasticised- PVC moulded fittings/ accessories for unplasticised Rigid PVC rain water pipes conforming to IS : 13592 Type A, including jointing with seal ring conforming to IS : 5382, leaving 10 mm gap for thermal expansion Bend 87.50 75 mm bend (PRICE Code: 12.42.5.1) | 78.05 | each | PRICE Data | Others | Others
Providing and fixing on wall face unplasticised- PVC moulded fittings/ accessories for unplasticised Rigid PVC rain water pipes conforming to IS : 13592 Type A, including jointing with seal ring conforming to IS : 5382, leaving 10 mm gap for thermal expansion Bend 87.50 110 mm bend (PRICE Code: 12.42.5.2) | 112.7 | each | PRICE Data | Others | Others
Providing and fixing on wall face unplasticised- PVC moulded fittings/ accessories for unplasticised Rigid PVC rain water pipes conforming to IS : 13592 Type A, including jointing with seal ring conforming to IS : 5382, leaving 10 mm gap for thermal expansion Shoe (Plain) 75 mm Shoe (PRICE Code: 12.42.6.1) | 68.75 | each | PRICE Data | Others | Others
Providing and fixing on wall face unplasticised- PVC moulded fittings/ accessories for unplasticised Rigid PVC rain water pipes conforming to IS : 13592 Type A, including jointing with seal ring conforming to IS : 5382, leaving 10 mm gap for thermal expansion Shoe (Plain) 110 mm Shoe (PRICE Code: 12.42.6.2) | 98.75 | each | PRICE Data | Others | Others
Providing and fixing unplasticised- PVC pipe clips of approved design to unplasticised- PVC rain water pipes by means of 50x50x50 mm hard wood plugs, screwed with M.S. screws of required length, including cutting brick work and fixing in cement mortar 1:4 ( 1 cement : 4 coarse sand) and making good the wall etc. complete. 75 mm (PRICE Code: 12.43.1) | 251.9 | no | PRICE Data | Others | Others
Providing and fixing unplasticised- PVC pipe clips of approved design to unplasticised- PVC rain water pipes by means of 50x50x50 mm hard wood plugs, screwed with M.S. screws of required length, including cutting brick work and fixing in cement mortar 1:4 ( 1 cement : 4 coarse sand) and making good the wall etc. complete. 110 mm (PRICE Code: 12.43.2) | 250.75 | no | PRICE Data | Others | Others
Providing and fixing to the inlet mouth of rain water pipe cast iron grating 15 cm diameter and weighing not less than 440 grams. (PRICE Code: 12.44) | 41 | each | PRICE Data | Others | Others
Providing and fixing false ceiling at all height including providing and fixing of frame work made of special sections, power pressed from M.S. sheets and galvanized with zinc coating of 120 gms/ sqm (both side inclusive) as per IS : 277 and consisting of angle cleats of size 25 mm wide x 1.6 mm thick with flanges of 27 mm and 37 mm, at 1200 mm centre to centre, one flange fixed to the ceiling with dash fastener 12.5 mm dia x 50 mm long with 6 mm dia bolts, other flange of cleat fixed to the angle hangers of 25x10x0.50 mm of required length with nuts & bolts of required size and other end of angle hanger fixed with intermediate G.I. channels 45x15x0.9 mm running at the spacing of 1200 mm centre to centre, to which the ceiling section 0.5 mm thick bottom wedge of 80 mm with tapered flanges of 26 mm each having lips of 10.5 mm, at 450 mm centre to centre, shall be fixed in a direction perpendicular to G.I. intermediate channel with connecting clips made out of 2.64 mm dia x 230 mm long G.I. wire at every junction, including fixing perimeter channels 0.5 mm thick 27 mm high having flanges of 20 mm and 30 mm long, the perimeter of ceiling fixed to wall/partition with the help of rawl plugs at 450 mm centre, with 25 mm long dry wall screws @ 230 mm interval, including fixing of gypsum board to ceiling section and perimeter channel with the help of dry wall screws of size 3.5x25 mm at 230 mm c/c, including jointing and finishing to a flush finish of tapered and square edges of the board with recommended jointing compound, jointing tapes, finishing with jointing compound in 3 layers covering upto 150 mm on both sides of joint and two coats of primer suitable for board, all as per manufacturer's specification and also including the cost of making openings for light fittings, grills, diffusers, cutouts made with frame of perimeter channels suitably fixed, all complete as per drawings, specification and direction of the Engineer in Charge but excluding the cost of painting with: 12.5 mm thick tapered edge gypsum plain board conforming to IS : 2095-Part 1 (PRICE Code: 12.45.1) | 970.25 | sqm | PRICE Data | Others | Others
Providing and fixing false ceiling at all height including providing and fixing of frame work made of special sections, power pressed from M.S. sheets and galvanized with zinc coating of 120 gms/ sqm (both side inclusive) as per IS : 277 and consisting of angle cleats of size 25 mm wide x 1.6 mm thick with flanges of 27 mm and 37 mm, at 1200 mm centre to centre, one flange fixed to the ceiling with dash fastener 12.5 mm dia x 50 mm long with 6 mm dia bolts, other flange of cleat fixed to the angle hangers of 25x10x0.50 mm of required length with nuts & bolts of required size and other end of angle hanger fixed with intermediate G.I. channels 45x15x0.9 mm running at the spacing of 1200 mm centre to centre, to which the ceiling section 0.5 mm thick bottom wedge of 80 mm with tapered flanges of 26 mm each having lips of 10.5 mm, at 450 mm centre to centre, shall be fixed in a direction perpendicular to G.I. intermediate channel with connecting clips made out of 2.64 mm dia x 230 mm long G.I. wire at every junction, including fixing perimeter channels 0.5 mm thick 27 mm high having flanges of 20 mm and 30 mm long, the perimeter of ceiling fixed to wall/partition with the help of rawl plugs at 450 mm centre, with 25 mm long dry wall screws @ 230 mm interval, including fixing of gypsum board to ceiling section and perimeter channel with the help of dry wall screws of size 3.5x25 mm at 230 mm c/c, including jointing and finishing to a flush finish of tapered and square edges of the board with recommended jointing compound, jointing tapes, finishing with jointing compound in 3 layers covering upto 150 mm on both sides of joint and two coats of primer suitable for board, all as per manufacturer's specification and also including the cost of making openings for light fittings, grills, diffusers, cutouts made with frame of perimeter channels suitably fixed, all complete as per drawings, specification and direction of the Engineer in Charge but excluding the cost of painting with: 12.5 mm thick tapered edge gypsum fire resistant board conforming to IS; 2095-Part I (PRICE Code: 12.45.2) | 1073.9 | sqm | PRICE Data | Others | Others
Providing and fixing false ceiling at all height including providing and fixing of frame work made of special sections, power pressed from M.S. sheets and galvanized with zinc coating of 120 gms/ sqm (both side inclusive) as per IS : 277 and consisting of angle cleats of size 25 mm wide x 1.6 mm thick with flanges of 27 mm and 37 mm, at 1200 mm centre to centre, one flange fixed to the ceiling with dash fastener 12.5 mm dia x 50 mm long with 6 mm dia bolts, other flange of cleat fixed to the angle hangers of 25x10x0.50 mm of required length with nuts & bolts of required size and other end of angle hanger fixed with intermediate G.I. channels 45x15x0.9 mm running at the spacing of 1200 mm centre to centre, to which the ceiling section 0.5 mm thick bottom wedge of 80 mm with tapered flanges of 26 mm each having lips of 10.5 mm, at 450 mm centre to centre, shall be fixed in a direction perpendicular to G.I. intermediate channel with connecting clips made out of 2.64 mm dia x 230 mm long G.I. wire at every junction, including fixing perimeter channels 0.5 mm thick 27 mm high having flanges of 20 mm and 30 mm long, the perimeter of ceiling fixed to wall/partition with the help of rawl plugs at 450 mm centre, with 25 mm long dry wall screws @ 230 mm interval, including fixing of gypsum board to ceiling section and perimeter channel with the help of dry wall screws of size 3.5x25 mm at 230 mm c/c, including jointing and finishing to a flush finish of tapered and square edges of the board with recommended jointing compound, jointing tapes, finishing with jointing compound in 3 layers covering upto 150 mm on both sides of joint and two coats of primer suitable for board, all as per manufacturer's specification and also including the cost of making openings for light fittings, grills, diffusers, cutouts made with frame of perimeter channels suitably fixed, all complete as per drawings, specification and direction of the Engineer in Charge but excluding the cost of painting with: 12.5 mm thick tapered edge gypsum moisture resistant board (PRICE Code: 12.45.3) | 1116.6 | sqm | PRICE Data | Others | Others
Providing and fixing false ceiling at all height including providing and fixing of frame work made of special sections, power pressed from M.S. sheets and galvanized with zinc coating of 120 gms/ sqm (both side inclusive) as per IS : 277 and consisting of angle cleats of size 25 mm wide x 1.6 mm thick with flanges of 27 mm and 37 mm, at 1200 mm centre to centre, one flange fixed to the ceiling with dash fastener 12.5 mm dia x 50 mm long with 6 mm dia bolts, other flange of cleat fixed to the angle hangers of 25x10x0.50 mm of required length with nuts & bolts of required size and other end of angle hanger fixed with intermediate G.I. channels 45x15x0.9 mm running at the spacing of 1200 mm centre to centre, to which the ceiling section 0.5 mm thick bottom wedge of 80 mm with tapered flanges of 26 mm each having lips of 10.5 mm, at 450 mm centre to centre, shall be fixed in a direction perpendicular to G.I. intermediate channel with connecting clips made out of 2.64 mm dia x 230 mm long G.I. wire at every junction, including fixing perimeter channels 0.5 mm thick 27 mm high having flanges of 20 mm and 30 mm long, the perimeter of ceiling fixed to wall/partition with the help of rawl plugs at 450 mm centre, with 25 mm long dry wall screws @ 230 mm interval, including fixing of gypsum board to ceiling section and perimeter channel with the help of dry wall screws of size 3.5x25 mm at 230 mm c/c, including jointing and finishing to a flush finish of tapered and square edges of the board with recommended jointing compound, jointing tapes, finishing with jointing compound in 3 layers covering upto 150 mm on both sides of joint and two coats of primer suitable for board, all as per manufacturer's specification and also including the cost of making openings for light fittings, grills, diffusers, cutouts made with frame of perimeter channels suitably fixed, all complete as per drawings, specification and direction of the Engineer in Charge but excluding the cost of painting with: Fully Perforated Gypusm Plaster Board of size 1200 x 2400 x 12.5 mm having approx. 15% perforated area with perforation size and pattern as approved by the Engineer - in- charge and as per manufacturer's specification, with all 4 side tapered and backed by acoustical tissue with NRC value not less than 0.60. (PRICE Code: 12.45.4) | 1281.2 | sqm | PRICE Data | Others | Others
Providing and fixing to the inlet mouth of rain water pipe PTMT ( an Engineering Thermoplastic) grating square (Slit) 150 mm square with a height of 8 mm and weighing not less than 100 gms (PRICE Code: 12.46) | 87.2 | each | PRICE Data | Others | Others
Providing & fixing UV stabilised fibre glass reinforced plastic sheet rooting up to any pitch, including fixing with polymer coated 'J' or 'L' hooks, bolts & nuts 8 mm dia G.I plain/ bitumen washers complete but excluding the cost of purlins, rafters, trusses etc. The sheets shall be manufactured out of 2400 TEX panel rovings incorporating minimum 0.3% ultra-violet stabiliser in resin system under approxirnately 2400 psi and hot cured. They shall be of uniform pigmentation and thickness without air pockets and shall conform to IS 10192 and IS 12866. The sheets shall be opaque or translucent, clear or pigmented, textured or smooth as specified. 2 mm thick corrugate 2.5"or 4.2" or 6") or step-down (2' or 3" or 6") as specified. (PRICE Code: 12.47.1) | 950.8 | sqm | PRICE Data | Others | Others
Providing & fixing UV stabilised fibre glass reinforced plastic sheet rooting up to any pitch, including fixing with polymer coated 'J' or 'L' hooks, bolts & nuts 8 mm dia G.I plain/ bitumen washers complete but excluding the cost of purlins, rafters, trusses etc. The sheets shall be manufactured out of 2400 TEX panel rovings incorporating minimum 0.3% ultra-violet stabiliser in resin system under approxirnately 2400 psi and hot cured. They shall be of uniform pigmentation and thickness without air pockets and shall conform to IS 10192 and IS 12866. The sheets shall be opaque or translucent, clear or pigmented, textured or smooth as specified. 2 mm thick flat (PRICE Code: 12.47.2) | 867.55 | sqm | PRICE Data | Others | Others
Providing & fixing on roof pressed clay tile (Mangalore tile) of 20 mm nominal thickness and of approved size and as per approved pattern on steel frame work complete (steel frame work to be paid separately) (PRICE Code: 12.48) | 281.6 | sqm | PRICE Data | Others | Others
Providing & laying on roof pressed clay tile ridge (Mangalore tile) of 20 mm thickness and of approved pattern on steel frame work complete (steel frame work to be paid separately ). (PRICE Code: 12.49) | 62.7 | metre | PRICE Data | Others | Others
Providing and fixing precoated galvanised iron profile sheets (size, shape and pitch of corrugation as approved by Engineer-in-charge) 0.50 mm (+0.05%), total coated thickness with zinc coating 120 grams per sqm as per IS: 277, in 240 mpa steel grade, 5-7 microns epoxy primer on both side of the sheet and polyester top coat 15-18 microns. Sheet should have protective guard film of 25 microns minimum to avoid scratches during transportation and should be supplied in single length upto 12 metre or as desired by Engineer-in-charge. The sheet shall be fixed using self drilling/self tapping screws of size (5.5x55mm) with EPDM seal, complete upto any pitch in horizontal/ vertical or curved surfaces, excluding the cost of purlins, rafters and trusses and including cutting to size and shape wherever required. (PRICE Code: 12.5) | 544.8 | sqm | PRICE Data | Others | Others
Providing and fixing precoated galvanised steel sheet roofing accessories 0.50 mm (+ 0.05%) total coated thickness, zinc coating 120 grams per sqm as per IS:mm(+0.05%) total coated thickness, Zinc coating 120 grams per sqm as per IS: 277, in 240 mpa steel grade, 5-7 microns epoxy primer on both side of the sheet and polyester top coat 15-18 microns using self drilling/self tapping screws complete: Ridges plain (500-600 mm) (PRICE Code: 12.51.1) | 361.4 | metre | PRICE Data | Others | Others
Providing and fixing precoated galvanised steel sheet roofing accessories 0.50 mm (+ 0.05%) total coated thickness, zinc coating 120 grams per sqm as per IS:mm(+0.05%) total coated thickness, Zinc coating 120 grams per sqm as per IS: 277, in 240 mpa steel grade, 5-7 microns epoxy primer on both side of the sheet and polyester top coat 15-18 microns using self drilling/self tapping screws complete: Flashings / Aprons (Upto 600 mm) (PRICE Code: 12.51.2) | 320 | metre | PRICE Data | Others | Others
Providing and fixing precoated galvanised steel sheet roofing accessories 0.50 mm (+ 0.05%) total coated thickness, zinc coating 120 grams per sqm as per IS:mm(+0.05%) total coated thickness, Zinc coating 120 grams per sqm as per IS: 277, in 240 mpa steel grade, 5-7 microns epoxy primer on both side of the sheet and polyester top coat 15-18 microns using self drilling/self tapping screws complete: North light curves (PRICE Code: 12.51.3) | 384.6 | metre | PRICE Data | Others | Others
Providing and fixing precoated galvanised steel sheet roofing accessories 0.50 mm (+ 0.05%) total coated thickness, zinc coating 120 grams per sqm as per IS:mm(+0.05%) total coated thickness, Zinc coating 120 grams per sqm as per IS: 277, in 240 mpa steel grade, 5-7 microns epoxy primer on both side of the sheet and polyester top coat 15-18 microns using self drilling/self tapping screws complete: Barge board (Upto 300 mm) (PRICE Code: 12.51.4) | 309.5 | metre | PRICE Data | Others | Others
Providing and fixing precoated galvanised steel sheet roofing accessories 0.50 mm (+ 0.05%) total coated thickness, zinc coating 120 grams per sqm as per IS:mm(+0.05%) total coated thickness, Zinc coating 120 grams per sqm as per IS: 277, in 240 mpa steel grade, 5-7 microns epoxy primer on both side of the sheet and polyester top coat 15-18 microns using self drilling/self tapping screws complete: Crimp curve (PRICE Code: 12.51.5) | 355.05 | sqm | PRICE Data | Others | Others
Providing and fixing precoated galvanised steel sheet roofing accessories 0.50 mm (+ 0.05%) total coated thickness, zinc coating 120 grams per sqm as per IS:mm(+0.05%) total coated thickness, Zinc coating 120 grams per sqm as per IS: 277, in 240 mpa steel grade, 5-7 microns epoxy primer on both side of the sheet and polyester top coat 15-18 microns using self drilling/self tapping screws complete: Gutter (600 mm over all girth) (PRICE Code: 12.51.6) | 904.35 | metre | PRICE Data | Others | Others
Providing and fixing tiled false ceiling of approved materials of size 595 x 595 mm in true horizontal level, suspended on inter locking metal grid of hot dipped galvanized steel sections (galvanized @ 120 grams per sqm, both side inclusive) consisting of main "T" runner with suitably spaced joints to get required length and of size 24x38 mm made from 0.30 mm thick (minimum) sheet, spaced at 1200mm center to center and cross "T" of size 24x25 mm made of 0.30 mm thick (minimum) sheet, 1200 mm long spaced between main "T" at 600 mm center to center to form a grid of 1200x600 mm and secondary cross "T" of length 600 mm and size 24x25 mm made of 0.30 mm thick (minimum) sheet to be interlocked at middle of the 1200x600 mm panel to form grids of 600x600 mm and wall angle of size 24x24x0.3 mm and laying false ceiling tiles of approved texture in the grid including, required cutting/making, opening for services like diffusers, grills, light fittings, fixtures, smoke detectors etc. Main "T" runners to be suspended from ceiling using GI slotted cleats of size 27 x 37 x 25 x 1.6 mm fixed to ceiling with 12.5mm dia and 50 mm long dash fasteners, 4 mm GI adjustable rods with galvanised butterfly level clips of size 85x 30x 0.8 mm spaced at 1200 mm center to center along main T, bottom exposed width of 24 mm of all T-sections shall be pre-painted with polyester paint, all complete for all heights as per specifications, drawings and as directed by Engineer -in-charge. GI Metal Ceiling Lay in plain Tegular edge Global white color tiles of size 595x595 mm, and 0.5 mm thick with 8 mm drop; made of GI sheet having galvanizing of 100 gms/sqm (both sides inclusive) and electro statically polyester powder coated of thickness 60 microns (minimum), including factory painted after bending (PRICE Code: 12.52.1) | 1306.05 | sqm | PRICE Data | Others | Others
Providing and fixing tiled false ceiling of approved materials of size 595 x 595 mm in true horizontal level, suspended on inter locking metal grid of hot dipped galvanized steel sections (galvanized @ 120 grams per sqm, both side inclusive) consisting of main "T" runner with suitably spaced joints to get required length and of size 24x38 mm made from 0.30 mm thick (minimum) sheet, spaced at 1200mm center to center and cross "T" of size 24x25 mm made of 0.30 mm thick (minimum) sheet, 1200 mm long spaced between main "T" at 600 mm center to center to form a grid of 1200x600 mm and secondary cross "T" of length 600 mm and size 24x25 mm made of 0.30 mm thick (minimum) sheet to be interlocked at middle of the 1200x600 mm panel to form grids of 600x600 mm and wall angle of size 24x24x0.3 mm and laying false ceiling tiles of approved texture in the grid including, required cutting/making, opening for services like diffusers, grills, light fittings, fixtures, smoke detectors etc. Main "T" runners to be suspended from ceiling using GI slotted cleats of size 27 x 37 x 25 x 1.6 mm fixed to ceiling with 12.5mm dia and 50 mm long dash fasteners, 4 mm GI adjustable rods with galvanised butterfly level clips of size 85x 30x 0.8 mm spaced at 1200 mm center to center along main T, bottom exposed width of 24 mm of all T-sections shall be pre-painted with polyester paint, all complete for all heights as per specifications, drawings and as directed by Engineer -in-charge. GI Metal Ceiling Lay in perforated Tegular global white color tiles of size 595x595 mm and 0.5mm thick with 8 mm drop; made of GI sheet having glavanizing of 100 gms/ sqm (both sides inclusive) and 20% perforation area with 1.8 mm dia holes and having NRC (Noise Reduction Coefficient) of 0.5, electro statically polyster powder coated of thickness 60 microns (minimum), including factory painted after bending and perforation, and backed with a black Glass fiber acoustical fleece. (PRICE Code: 12.52.2) | 1431.65 | sqm | PRICE Data | Others | Others
Providing and fixing tiled false ceiling of approved materials of size 595 x 595 mm in true horizontal level, suspended on inter locking metal grid of hot dipped galvanized steel sections (galvanized @ 120 grams per sqm, both side inclusive) consisting of main "T" runner with suitably spaced joints to get required length and of size 24x38 mm made from 0.30 mm thick (minimum) sheet, spaced at 1200mm center to center and cross "T" of size 24x25 mm made of 0.30 mm thick (minimum) sheet, 1200 mm long spaced between main "T" at 600 mm center to center to form a grid of 1200x600 mm and secondary cross "T" of length 600 mm and size 24x25 mm made of 0.30 mm thick (minimum) sheet to be interlocked at middle of the 1200x600 mm panel to form grids of 600x600 mm and wall angle of size 24x24x0.3 mm and laying false ceiling tiles of approved texture in the grid including, required cutting/making, opening for services like diffusers, grills, light fittings, fixtures, smoke detectors etc. Main "T" runners to be suspended from ceiling using GI slotted cleats of size 27 x 37 x 25 x 1.6 mm fixed to ceiling with 12.5mm dia and 50 mm long dash fasteners, 4 mm GI adjustable rods with galvanised butterfly level clips of size 85x 30x 0.8 mm spaced at 1200 mm center to center along main T, bottom exposed width of 24 mm of all T-sections shall be pre-painted with polyester paint, all complete for all heights as per specifications, drawings and as directed by Engineer -in-charge. 12.5 mm thick square edge PVC Laminated Gypsum Tile size 595x595 mm made of Gypsum plasterboard , manufactured from natural gypsum as per IS 2095 part I and laminated with white 0.16 mm thick fire retardant PVC film on the face side and 12 micron metalized polyster on the back side with all edges sealed with the face side PVC film which goes around and wraps the edges and is bonded to the edges and the back side metalized polyster film so as to make the tile a completely sealed unit. (PRICE Code: 12.52.3) | 1632.9 | sqm | PRICE Data | Others | Others
Providing and fixing tiled false ceiling of approved materials of size 595 x 595 mm in true horizontal level, suspended on inter locking metal grid of hot dipped galvanized steel sections (galvanized @ 120 grams per sqm, both side inclusive) consisting of main "T" runner with suitably spaced joints to get required length and of size 24x38 mm made from 0.30 mm thick (minimum) sheet, spaced at 1200mm center to center and cross "T" of size 24x25 mm made of 0.30 mm thick (minimum) sheet, 1200 mm long spaced between main "T" at 600 mm center to center to form a grid of 1200x600 mm and secondary cross "T" of length 600 mm and size 24x25 mm made of 0.30 mm thick (minimum) sheet to be interlocked at middle of the 1200x600 mm panel to form grids of 600x600 mm and wall angle of size 24x24x0.3 mm and laying false ceiling tiles of approved texture in the grid including, required cutting/making, opening for services like diffusers, grills, light fittings, fixtures, smoke detectors etc. Main "T" runners to be suspended from ceiling using GI slotted cleats of size 27 x 37 x 25 x 1.6 mm fixed to ceiling with 12.5mm dia and 50 mm long dash fasteners, 4 mm GI adjustable rods with galvanised butterfly level clips of size 85x 30x 0.8 mm spaced at 1200 mm center to center along main T, bottom exposed width of 24 mm of all T-sections shall be pre-painted with polyester paint, all complete for all heights as per specifications, drawings and as directed by Engineer -in-charge. 12.5 mm thick fully Perforated Gypsum Board tile made from plaster board having glass fibre conforming to IS: 2095 Part I, of size 595x595 mm, having perforation of 9.7x9.7 mm at 19.4 mm c/c with centre borders of 48 mm and the side borders of 30 mm, backed with non woven tissue on the back side , having as NRC ( Noise Reduction Co efficient) of 0.79, with 50 mm resin bonded glass wool backing. (PRICE Code: 12.52.4) | 1017 | sqm | PRICE Data | Others | Others
Providing and Fixing 15 mm densified tegular edged eco friendly light weight calcium silicate false ceiling tiles of approved texture spintone /cosmos /Hexa or equivalent of size 595x 595 mm in true horizontal level, suspended on inter locking metal grid of hot dipped galvanised steel sections (galvanising @ 120 grams per sqm including both side) consisting of main 'T' runner suitably spaced at joints to get required length and of size 24x38 mm made from 0.33 mm thick (minimum) sheet, spaced 1200 mm centre to centre, and cross "T" of size 24x28 mm made out of 0.33 mm (Minimum) sheet, 1200 mm long spaced between main 'T' of size 24 x 28 mm made out of 0.33 mm (Minimum) sheet, 1200 mm long spaced between main'T' at 600 mm centre to centre to form a grid of 1200x600 mm and secondary cross 'T' of length 600 mm and size 24x28 mm made of 0.33 mm thick (minimum) sheet to be inter locked at middle of the 1200x600 mm panel to from grid of size 600x600 mm, resting on periphery walls/partitions on a Perimeter wall angle pre-coated steel of size (24x24x3000 mm made of 0.40 mm thick (minimum) sheet with the help of rawl plugs at 450 mm centre to centre with 25 mm long dry wall screws @ 230 mm interval and laying 15 mm thick densified edges calicum silicate ceiling tiles of approved texture (Spintone / Cosmos/hexa) in the grid, including cutting / making opening for services like diffusers, grills, light fittings, fixtures, smoke detectors etc., wherever require. Main 'T' runners to be suspended from ceiling using G.I slotted cleats of size 25x35x1.6 mm fixed to ceiling with 12.5 mm dia and 50 mm long dash fasteners, 4 mm G.I. adjustable rods with galvanised steel level clips of size of 85x30x0.8 mm, spaced at 1200mm centre to centre along main 'T' bottom exposed with 24 mm of all T- sections shall be pre-painted with polyster baked paint, for all heights, as per specifications, drawings and as directed by by engineer-in-charge. Note:- Only calcium silicate false ceiling area will be measured from wall to wall. No deduction shall be made for exposed frames/opening (cut outs) having area less than 0.30 sqm. The calcium silicate ceiling tiles shall have NRC. value of 0.50 (Minimum), light reflection > 85% non - combustible as per B.S. 476 part IV, 100% humidity resistance and also having thermal conductivity < 0.043 w/m 0 KC. (PRICE Code: 12.53) | 1427.15 | sqm | PRICE Data | Others | Others
Providing and fixing GI Clip in Metal Ceiling System of 600x600 mm module which includes providing and fixing 'C' wall angle of size 20x30x20 mm made of 0.5 mm thick pre painted steel along the perimeter of the room with help of nylon sleeves and wooden screws at 300 mm center to centre, suspending the main C carrier of size 10x38x10 mm made of G.I steel 0.7 mm thick from the soffit with help of soffit cleat 37x27x25x1.6 mm, rawl plugs of sixe38x12 mm and C carrier suspension clip and main carrier bracket at 1000 mm c/c. Inverted triangle shaped Spring Tee having height of 24 mm and width of 34 mm made of GI steel 0.45 mm thick is then fixed to the main C carrier and in direction perpendicular to it at 600 mm centers with help of suspension brackets. Wherever the main C carrier and spring T have to join, C carrier and spring T connectors have to be used. All sections to be galvanized @ 120 gms/sqm (both side inclusive), fixing with clip in tiles into spring 'T' with : GI Metal Ceiling Clip in plain Beveled edge global white color tiles of size 600x600 and 0.5mm thick with 25 mm height, ,made of G.I sheet having galvanizing of 100 gms/ sqm (both sides inclusive) and electro statically polyester powder coated of thickness 60 microns (minimum), including factory painted after bending . (PRICE Code: 12.54.1) | 1505.45 | sqm | PRICE Data | Others | Others
Providing and fixing GI Clip in Metal Ceiling System of 600x600 mm module which includes providing and fixing 'C' wall angle of size 20x30x20 mm made of 0.5 mm thick pre painted steel along the perimeter of the room with help of nylon sleeves and wooden screws at 300 mm center to centre, suspending the main C carrier of size 10x38x10 mm made of G.I steel 0.7 mm thick from the soffit with help of soffit cleat 37x27x25x1.6 mm, rawl plugs of sixe38x12 mm and C carrier suspension clip and main carrier bracket at 1000 mm c/c. Inverted triangle shaped Spring Tee having height of 24 mm and width of 34 mm made of GI steel 0.45 mm thick is then fixed to the main C carrier and in direction perpendicular to it at 600 mm centers with help of suspension brackets. Wherever the main C carrier and spring T have to join, C carrier and spring T connectors have to be used. All sections to be galvanized @ 120 gms/sqm (both side inclusive), fixing with clip in tiles into spring 'T' with : GI Metal Ceiling Clip in plain Beveled edge global white color tiles of size 600x600 and 0.5 mm thick with 25 mm height, made of G I sheet having galvanizing of 100 gms/sqm(both sides inclusive) and 20% perforation area with 1.8 mm dia holes and having NRC of 0.5, electro statically polyester powder coated of thickness 60 microns (minimum), including factory painted after bending and perforation. (PRICE Code: 12.54.2) | 1633.5 | sqm | PRICE Data | Others | Others
Providing and fixing Heat Resistant Terrace Tile ( 300 mm x 300 x 20 mm) with SRI (solar refractive index) > 78, solar reflection> 0.70 and initial emittance > 0.75 on waterproof and sloped surface of terrace, laid on 20 mm thick cement sand mortar in the ration of 1:4 ( 1 cement : 4 coarse sand) and grouting the joints with mix of white cement & marble powder in ratio of 1:1, including rubbing and polishing of the surface upto 3 cuts complete, including providing skirting upto 150 mm height along the parapet walls in the same manner. (PRICE Code: 12.55) | 1192.9 | sqm | PRICE Data | Others | Others
Providing and laying roof insulation with 40 mm thick impervious sprayed, closed cell free Rigid Polyurethane foam over deck insulation conforming to IS- 12432 PT. III (density of foam being 40-45 kg/cum, ) over a coat of polyurethane primer applied @ 6-8 sqm per litre. laying 400 G polythene sheet over PUF spray and providing a wearing course of 40 mm thick cement screed 1:2:4 ( 1 cement : 2 coarse sand: 4 stone aggregate 20 mm nominal size) in chequered rough finish, in panels of 2.5 m x 2.5 m and embedding with 24 G wire netting and sealing the joints with polymerized mastic, all complete as per direction of Engineer-in- Charge. (PRICE Code: 12.56) | 1225.95 | sqm | PRICE Data | Others | Others
Providing and fixing thermal insulation with Resin Bonded Fibre glass wool conforming to IS : 8183 having density 24 kg/m3, 50 mm thick, wrapped in 200 G Virgin Polythene Bags fixed to wall with screw, rawel plug & washers and held in position by criss crossing GI wire etc. complete as per directions of Engineer-in-Charge (PRICE Code: 12.57) | 274.7 | sqm | PRICE Data | Others | Others
Providing and fixing tiled false ceiling of approved materials of size 595x595 mm in true horizontal level, suspended on interlocking metal grid of hot dipped galvanized steel sections (galvanized @ 120 grams/ sqm, both side inclusive) consisting of main "T" runner with suitably spaced joints to get required length and of size 24x38 mm made from 0.30 mm thick (minimum) sheet, spaced at 1200 mm center to center and cross "T" of size 24x25 mm made of 0.30 mm thick (minimum) sheet, 1200 mm long space between main "T" at 600 mm center to center to form a grid of 1200x600 mm and secondary cross "T" of length 600 mm and size 24x25 mm made of 0.30 mm thick (minimum) sheet to be interlocked at middle of the 1200x600 mm panel to form grids of 600x600 mm and wall angle of size 24x24x0.3 mm and laying false ceiling tiles of approved texture in the grid including, required cutting/making, opening of services like diffusers, grills, light fittings, fixtures, smoke detectors etc. Main "T" runners to be suspended from ceiling using GI slotted cleats of size 27 x 37 x 25 x 1.6 mm fixed to ceiling with 12.5 mm dia and 50 mm long dash fasteners, 4 mm GI adjustable rods with galvanized butterfly level clips of size 85 x 30 x 0.8 mm spaced at 1200 mm center to center along main T, bottom exposed width of 24 mm of all T-sections shall be pre-painted with polyester paint, all complete for all heights as per specifications, drawings and as directed by Engineer-in-charge. 8 mm thick fully perforated calcium silicate board made with Calcareous & Siliceous materials reinforced with cellulose fiber manufactured through autoclaving process to give stable crystalline structure with minimum compressive strength 225 Kg/ sq. cm, bending strength 100 Kg/sq. cm, of size 595x595 mm, having perforation of dia, 10 mm with minimum perforated area 18% with non woven tissue on the back side, having an NRC (Noise Reduction Coefficient) of 0.85, with 50 mm thick rockwool of 48 Kg/cum backing. (PRICE Code: 12.58.1) | 1527.7 | sqm | PRICE Data | Others | Others
Providing and fixing false ceiling at all height including providing & fixing of framework made of special section, power pressed from M.S. sheets and galvanised with zinc coating of 120 gms/ sqm (both side inclusive) as per IS : 277 and consisting of angle cleat of size 25 mm wide x 1.6 mm thick with flanges of 27 mm and 37 mm, at 1200mm c/c, one flange fixed to the ceiling with dash fastener 12.5mm dia x 50mm long with 6mm dia bolts, other flanged of cleat fixed to the angle hangers of 25x10x0.50mm of required length with nuts & bolts of required size and other end of angle hanger fixed with intermediate G.I chanels 45x15x0.90mm running at the spacing of 1200 mm c/c, to which the ceiling section 0.5 mm thick bottom wedge of 80mm with tapered flanges of 26mm each having lips of 10.5mm, at 450mm c/c, shall be fixed in a direction perpendicular to G.I intermediate channel with connecting clip made out of 2.64mm dia x 230mm long G.I wire at every junction, including fixing perimeter channels 0.50mm thick 27 mm high having flages of 20mm and 30mm long, the perimeter of ceiling fixed to wall/ partitions with the help of Rawl plugs at 450mm centre, with 25mm long dry wall screws @ 230mm interval, including fixing of Calcium Silicate Board to ceiling section and perimeter channels with the help of day wall screws of size 3.5x25mm at 230mm c/c, including jointing & finishing to a flush finish of tapered and square edges of the board with recommended jointing compounds, jointing tapes, finishing with jointing compounds in three layers covering up to 150mm on both sides of joints and two coats of primer suitable for boards, all as per manufacture's specification and also including the cost of making opening for light fittings, grills, diffusers, cut outs made with frame of perimeter channels suitable fixed, all complete as per drawings, specification and direction of the Engineer in charge but excluding the cost of painting with. a.8 mm thick Calcium Silicate Board made with Calcareous & Siliceous materials reinforced with cellulose fiber manufactured through acutoclaving process. (PRICE Code: 12.59.1) | 1105.15 | sqm | PRICE Data | Others | Others
Providing fixing thermal insulation of ceiling (under deck insulation) with Resin Bonded Rockwool conforming to IS:8183, density 48 Kg/m3, 50 mm thick, wrapped in 200 G Virgin Polythene bags fixed to ceiling with metallic cleats (50x50x3mm) @ 60 cm and wire mesh of 12.5mm x 24 gauge wire mesh, for top most ceiling of building. (PRICE Code: 12.6) | 474.35 | sqm | PRICE Data | Others | Others
Providing and fixing thermal insulation with Resin bonded rock wool conforming to IS: 8183, density 48 Kg/m3, 50mm thick, wrapped in 200 G virgin Polythene bags placed over existing false ceiling and held in position by criss - crossing GI wire. (PRICE Code: 12.61) | 240.65 | sqm | PRICE Data | Others | Others
Providing and fixing thermal insulation with Resin Bonded rock wool conforming to IS: 8183, having density 49 Kg/m3, 50mm thick, wrapped in 200 G Virgin Polythene Bags fixed to wall with screw, rowel plug & washers and held and in position by criss crossing GI wire etc. complete as per directions of Engineer-in-charge. (PRICE Code: 12.62) | 245.3 | sqm | PRICE Data | Others | Others
Providing and applying two coats of High Albedo paint having minimum Solar Reflective Index (SRI) 108 (with solar reflectance & thermal emittnce tested as per ASTM) C 1549 and ASTM C 1371 respectively), VOC less than 10 cc/gm. The coating thickness and the methodology of application shall strictly as per manufacture's specifications and as approved by engineer in charge. Surface preparation includes cleaning with metal wire brush to remove all dust, fungus etc., washing with water all complete. The contractor shall give guarantee for the performance of SRI and also the durability of coating, all complete as per direction of Engineer - in- charge. (PRICE Code: 12.63) | 273.3 | sqm | PRICE Data | Others | Others
12 mm cement plaster of mix: 1:4 ( 1 cement : 4 fine sand) (PRICE Code: 13.1.1) | 231.65 | sqm | PRICE Data | Others | Others
12 mm cement plaster of mix: 1:6 (1 cement : 6 fine sand). (PRICE Code: 13.1.2) | 220.7 | sqm | PRICE Data | Others | Others
15 mm cement plaster on the rough side of single or half brick wall of mix: 1:4 (1 cement :4 fine sand) (PRICE Code: 13.2.1) | 267.3 | sqm | PRICE Data | Others | Others
15 mm cement plaster on the rough side of single or half brick wall of mix: 1:6 ( 1 cement : 6 fine sand) (PRICE Code: 13.2.2) | 254.2 | sqm | PRICE Data | Others | Others
20 mm cement plaster of mix: 1:4 (1 cement : 4 fine sand) (PRICE Code: 13.3.1) | 317.1 | sqm | PRICE Data | Others | Others
20 mm cement plaster of mix: 1:6 ( 1 cement : 6 fine sand) (PRICE Code: 13.3.2) | 300.05 | sqm | PRICE Data | Others | Others
12 mm cement plaster of mix: 1:4 ( 1 cement : 4 coarse sand) (PRICE Code: 13.4.1) | 239.7 | sqm | PRICE Data | Others | Others
12 mm cement plaster of mix: 1:6 ( 1 cement : 6 coarse sand) (PRICE Code: 13.4.2) | 228.8 | sqm | PRICE Data | Others | Others
15 mm cement plaster on rough side of single or half brick wall of mix: 1:4 ( 1 Cement : 4 coarse sand) (PRICE Code: 13.5.1) | 276.9 | sqm | PRICE Data | Others | Others
15 mm cement plaster on rough side of single or half brick wall of mix: 1:6 ( 1 cement : 6 coarse sand) (PRICE Code: 13.5.2) | 263.85 | sqm | PRICE Data | Others | Others
20 mm cement plaster of mix: 1:4 ( 1 cement : 4 coarse sand) (PRICE Code: 13.6.1) | 329.6 | sqm | PRICE Data | Others | Others
20 mm cement plaster of mix: 1:6 ( 1 cement : 6 coarse sand) (PRICE Code: 13.6.2) | 312.6 | sqm | PRICE Data | Others | Others
12 mm cement plaster finished with a floating coat of neat cement of mix: 1:3 ( 1 cement : 3 fine sand) (PRICE Code: 13.7.1) | 295.9 | sqm | PRICE Data | Others | Others
12 mm cement plaster finished with a floating coat of neat cement of mix: 1:4 ( 1 cement : 4 fine sand) (PRICE Code: 13.7.2) | 284.95 | sqm | PRICE Data | Others | Others
15 mm cement plaster on rough side of single or half brick wall finished with a floating coat of neat cement of mix: 1:3 ( 1 Cement : 3 fine sand) (PRICE Code: 13.8.1) | 333.65 | sqm | PRICE Data | Others | Others
15 mm cement plaster on rough side of single or half brick wall finished with a floating coat of neat cement of mix: 1: 4 ( 1 cement : 4 fine sand) (PRICE Code: 13.8.2) | 320.6 | sqm | PRICE Data | Others | Others
Cement plaster 1:3 ( 1 cement : 3 coarse sand) finished with a floating coat of neat cement. 12 mm cement plaster (PRICE Code: 13.9.1) | 303.95 | sqm | PRICE Data | Others | Others
Cement plaster 1:3 ( 1 cement : 3 coarse sand) finished with a floating coat of neat cement. 20 mm cement plaster (PRICE Code: 13.9.2) | 399.95 | sqm | PRICE Data | Others | Others
15 mm cement plaster 1:3 ( 1 cement :3 coarse sand) finished with a floating coat of neat cement on the rough side of single or half brick wall. (PRICE Code: 13.1) | 343.25 | sqm | PRICE Data | Others | Others
18 mm cement plaster in two coats under layer 12 mm thick cement plaster 1:5 ( 1 cement : 5 coarse sand) finished with a top layer 6 mm thick cement plaster 1:6 ( 1 cement : 6 fine sand). (PRICE Code: 13.11) | 346.65 | sqm | PRICE Data | Others | Others
18 mm cement plaster in two coats under layer 12 mm thick cement plaster 1:5 ( 1 cement : 5 coarse sand )and a top layer 6 mm thick cement plaster 1:3 ( 1 cement : 3 coarse sand) finished rough with sponge. (PRICE Code: 13.12) | 361.6 | sqm | PRICE Data | Others | Others
12 mm cement plaster 1:2 ( 1 cement : 2 stone dust) (PRICE Code: 13.13) | 258.1 | sqm | PRICE Data | Others | Others
15 mm cement plaster 1:2 ( 1 cement : 2 stone dust ) on the rough side of single or half brick wall. (PRICE Code: 13.14) | 298.85 | sqm | PRICE Data | Others | Others
20 mm cement plaster 1:2 ( 1 cement : 2 stone dust) (PRICE Code: 13.15) | 358.2 | sqm | PRICE Data | Others | Others
6 mm cement plaster of mix: 1:3 ( 1 cement : 3 fine sand) (PRICE Code: 13.16.1) | 197.35 | sqm | PRICE Data | Others | Others
6 mm cement plaster 1:3 ( 1 cement : 3 fine sand) finished with a floating coat of neat cement and thick coat of Lime wash on top of walls when dry for bearing of R.C.C. slabs and beams. (PRICE Code: 13.17) | 261.85 | sqm | PRICE Data | Others | Others
Neat cement punning (PRICE Code: 13.18) | 54.45 | sqm | PRICE Data | Others | Others
Rough cast plaster upto 10 m height above ground level with a mixture of sand and gravel or crushed stone from 6 mm to 10 mm nominal size, dashed over and including the fresh plaster in two layers, under layer 12 mm cement plaster 1:4 ( 1 cement : 4 coarse sand) and top layer 10 mm cement plaster 1:3 ( 1 cement : 3 fine sand) mixed with 10% finely grounded hydrated lime by volume of cement . Ordinary cement finish using ordinary cement (PRICE Code: 13.19.1) | 591.3 | sqm | PRICE Data | Others | Others
Pebble dash plaster upto 10 m height above ground level with a mixture of washed pebble or crushed stone 6 mm to 12.5 mm nominal size, dashed over and including fresh plaster in two layers under layer 12 mm cement plaster 1:4 ( 1 cement : 4 coarse sand) and top layer 10 mm cement plaster with cement mortar 1:3 ( 1 cement : 3 fine sand) mixed with 10% finely grounded hydrated line by volume of cement . (PRICE Code: 13.2) | 554.65 | sqm | PRICE Data | Others | Others
Extra for providing and mixing water proofing material in cement plaster work in proportion recommended by the manufacturers. (PRICE Code: 13.21) | 1.05 | kg | PRICE Data | Others | Others
Extra for plastering exterior walls of height more than 10 m from ground level for every additional height of 3 m or part thereof. (PRICE Code: 13.22) | 57.25 | sqm | PRICE Data | Others | Others
Extra for plastering on circular work not exceeding 6 m in radius. In one coat (PRICE Code: 13.23.1) | 31.1 | sqm | PRICE Data | Others | Others
Extra for plastering on circular work not exceeding 6 m in radius. In two coats (PRICE Code: 13.23.2) | 47.25 | sqm | PRICE Data | Others | Others
Extra for plastering done on moulding cornices or architraves including neat finish to line and level: In one coat (PRICE Code: 13.24.1) | 462.5 | sqm | PRICE Data | Others | Others
Extra for plastering done on moulding cornices or architraves including neat finish to line and level: In two coats (PRICE Code: 13.24.2) | 762.55 | sqm | PRICE Data | Others | Others
Extra for plastering : Spherical ceiling (PRICE Code: 13.25.1) | 115.95 | sqm | PRICE Data | Others | Others
Extra for plastering : Groined ceiling (PRICE Code: 13.25.2) | 125.65 | sqm | PRICE Data | Others | Others
Extra for plastering : Flewing soffits (PRICE Code: 13.25.3) | 76.7 | sqm | PRICE Data | Others | Others
Providing and applying plaster of paris putty of 2 mm thickness over plastered surface to prepare the surface even and smooth complete. (PRICE Code: 13.26) | 170.75 | sqm | PRICE Data | Others | Others
Extra for lining out plaster to imitate stone or concrete blocks walling. (PRICE Code: 13.27) | 74 | sqm | PRICE Data | Others | Others
12 mm thick plain cement mortar bands in cement mortar 1:4 ( 1 cement : 4 fine sand) : Flush Band (PRICE Code: 13.28.1) | 4.95 | per meter per cm | PRICE Data | Others | Others
12 mm thick plain cement mortar bands in cement mortar 1:4 ( 1 cement : 4 fine sand) : Sunk Band (PRICE Code: 13.28.2) | 5.4 | per meter per cm | PRICE Data | Others | Others
12 mm thick plain cement mortar bands in cement mortar 1:4 ( 1 cement : 4 fine sand) : Raised Band (PRICE Code: 13.28.3) | 6.15 | per meter per cm | PRICE Data | Others | Others
12 mm thick plain cement mortar bands in cement mortar 1:4 ( 1 cement : 4 fine sand) : Moulded Band (PRICE Code: 13.28.4) | 10.55 | per meter per cm | PRICE Data | Others | Others
18 mm thick plain cement mortar band Flush Band 1:4 in cement mortar( 1 cement : 4 fine sand): (PRICE Code: 13.29.1) | 6 | per meter length per cm wiide | PRICE Data | Others | Others
18 mm thick plain cement mortar band Sunk Bank 1:4 in cement mortar ( 1 cement : 4 fine sand): (PRICE Code: 13.29.2) | 6.6 | per meter length per cm wiide | PRICE Data | Others | Others
18 mm thick plain cement mortar band Raised Band 1:4 in cement mortar( 1 cement : 4 fine sand): (PRICE Code: 13.29.3) | 7.55 | per meter length per cm wiide | PRICE Data | Others | Others
18 mm thick plain cement mortar band Moulded Band 1:5 in cement mortar ( 1 cement : 5 fine sand): (PRICE Code: 13.29.4) | 14.1 | per meter length per cm wiide | PRICE Data | Others | Others
18 mm thick moulded cement mortar band in two coats under layer 12 mm thick with cement mortar 1:5 ( 1 cement : 5 coarse sand) top layer 6mm thick with cement mortar 1:4 ( 1 cement : 4 fine sand). (PRICE Code: 13.3) | 14.1 | per meter length per cm wiide | PRICE Data | Others | Others
Pointing on brick work or brick flooring with cement mortar 1:3 ( 1 cement : 3 fine sand): Flush/ Ruled /Struck or weathered pointing (PRICE Code: 13.31.1) | 166.25 | sqm | PRICE Data | Others | Others
Pointing on brick work or brick flooring with cement mortar 1:3 ( 1 cement : 3 fine sand): Raised and cut pointing (PRICE Code: 13.31.2) | 272.45 | sqm | PRICE Data | Others | Others
Pointing on tile brick work with cement mortar 1:3 ( 1 cement : 3 fine sand): Flush /Ruled / Struck or weathered pointing (PRICE Code: 13.32.1) | 226.5 | sqm | PRICE Data | Others | Others
Pointing on stone work with cement mortar 1:3 ( 1 cement : 3 fine sand): Flush/ Ruled pointing (PRICE Code: 13.33.1) | 247.8 | sqm | PRICE Data | Others | Others
Pointing on stone work with cement mortar 1:3 ( 1 cement : 3 fine sand): Raised and cut pointing (PRICE Code: 13.33.2) | 452.1 | sqm | PRICE Data | Others | Others
Raised and cut pointing on stone work in white cement mortar 1:3 ( 1 white cement : 3 marble dust) (PRICE Code: 13.34) | 467.25 | sqm | PRICE Data | Others | Others
Pointing on stone slab ceiling with cement mortar 1:2 ( 1 cement : 2 fine sand): Flush / Ruled pointing (PRICE Code: 13.35.1) | 138 | sqm | PRICE Data | Others | Others
Extra for pointing on walls on the outside at height more than 10 m from ground level for every additional height of 3 m or part there of . (PRICE Code: 13.36) | 6.2 | sqm | PRICE Data | Others | Others
White washing with lime to give an even shade: New work (three or more coats) (PRICE Code: 13.37.1) | 24.8 | sqm | PRICE Data | Others | Others
Satna lime wash on walls with one coat (PRICE Code: 13.38) | 10 | sqm | PRICE Data | Others | Others
Colour washing such as green, blue or buff to give an even shade: New work ( two or more coats) with a base coat of white washing with lime (PRICE Code: 13.39.1) | 33.8 | sqm | PRICE Data | Others | Others
Colour washing such as green, blue or buff to give an even shade: New work (two or more coats) with a base coat of whiting (PRICE Code: 13.39.2) | 33.4 | sqm | PRICE Data | Others | Others
Distempering with dry distemper of approved brand and manufacture (two or more coats) of required shade on new work, over and including water thinnable priming coat to give an even shade: (PRICE Code: 13.4) | 102.2 | sqm | PRICE Data | Others | Others
Distempering with oil bound washable distemper of approved brand and manufacture to give an even shade: New work ( Two or more coats) over and including priming coat with water thinnable cement primer (PRICE Code: 13.41.1) | 133.2 | sqm | PRICE Data | Others | Others
Distempering with 1st quality acrylic distemper (ready mixed) of approved manufacturer, of required shade and colour complete, as per manufacturer's specification. (PRICE Code: 13.42) | 75.65 | sqm | PRICE Data | Others | Others
Applying one coat of water thinnable cement primer of approved brand and manufacture on wall surface: Water thinnable cement primer (PRICE Code: 13.43.1) | 52.1 | sqm | PRICE Data | Others | Others
Finishing walls with water proofing cement paint of required shade: New work (Two or more coats applied @ 3.84 kg/10 sqm) (PRICE Code: 13.44.1) | 79.2 | sqm | PRICE Data | Others | Others
Finishing walls with textured exterior pint of required shade: New work (Two or more coats applied @ 3.28 ltr/ 10 sqm ) over and including priming coat of exterior primer applied @ 2.20 kg/ 10 sqm (PRICE Code: 13.45.1) | 201.4 | sqm | PRICE Data | Others | Others
Finishing walls with Acrylic Smooth exterior paint of required shade: New work (Two or more coat applied @ 1.67 ltr/10 sqm over and including priming coat of exterior primer applied @ 2.20 kg/10 sqm) (PRICE Code: 13.46.1) | 143 | sqm | PRICE Data | Others | Others
Finishing walls with Premium Acrylic Smooth exterior paint with Silicone additives of required shade: New work (Two or more coats applied @ 1.43 ltr/ 10 sqm over and including priming coat of exterior primer applied @ 2.20 kg/ 10 sqm) (PRICE Code: 13.47.1) | 139.9 | sqm | PRICE Data | Others | Others
Finishing with Deluxe Multi surface paint system for interiors and exteriors using primer as per manufacturers specifications: Two or more coats applied on walls @ 1.25 ltr/10 sqm over and including one coat of special primer applied @ 0.75 ltr /10 sqm (PRICE Code: 13.48.1) | 123.45 | sqm | PRICE Data | Others | Others
Finishing with Deluxe Multi surface paint system for interiors and exteriors using primer as per manufacturers specifications: Painting wood work with Deluxe Multi Surface Paint of required shade. Two or more coat applied @ 0.90 ltr/10 sqm over an under coat of primer applied @ 0.75 ltr/10 sqm of approved brand and manufacture (PRICE Code: 13.48.2) | 113.05 | sqm | PRICE Data | Others | Others
Finishing with Deluxe Multi surface paint system for interiors and exteriors using primer as per manufacturers specifications: Painting Steel work with Deluxe Multi Surface Paint to give an even shade. Two or more coat applied @ 0.90 ltr/10 sqm over an under coat of primer applied @ 0.80 ltr/10 sqm of approved brand and manufacture (PRICE Code: 13.48.3) | 109.25 | sqm | PRICE Data | Others | Others
Applying priming coat: With ready mixed pink or Grey primer of approved and manufacture on wood work (hard and soft wood) (PRICE Code: 13.50.1) | 49.55 | sqm | PRICE Data | Others | Others
With ready mixed aluminium primer of approved brand and manufacture on resinous wood and plywood (PRICE Code: 13.50.2) | 49.95 | sqm | PRICE Data | Others | Others
Applying priming coat: With ready mixed red oxide zinc chromate primer of approved brand and manufacture on steel galvanised iron /steel works (PRICE Code: 13.50.3) | 44 | sqm | PRICE Data | Others | Others
Applying priming coat: With ready mixed red oxide zinc chromate primer of approved brand and manufacture on steel work (second coat) (PRICE Code: 13.50.4) | 23.6 | sqm | PRICE Data | Others | Others
Painting with silicon & acrylic emulsion based water thinnable sealer of approved brand and manufacture on wet or patchy portion of plastered surfaces: One coat (PRICE Code: 13.51.1) | 70.45 | sqm | PRICE Data | Others | Others
Painting with silicon & acrylic emulsion based water thinnable sealer of approved brand and manufacture on wet or patchy portion of plastered surfaces: Two coats (PRICE Code: 13.51.2) | 112 | sqm | PRICE Data | Others | Others
Finishing with Epoxy paint (two or more coats) at all locations prepared and applied as per manufacturer's specifications including appropriate priming coat, preparation of surface, etc. complete. On steel work (PRICE Code: 13.52.1) | 164.7 | sqm | PRICE Data | Others | Others
Finishing with Epoxy paint (two or more coats) at all locations prepared and applied as per manufacturer's specifications including appropriate priming coat, preparation of surface, etc. complete. On concrete work (PRICE Code: 13.52.2) | 164.4 | sqm | PRICE Data | Others | Others
Painting on G.S. sheet with synthetic enamel paint of approved brand and manufacture of required colour to given an even shade: New work (two or more coats) including coat of approved steel primer but excluding a coat of mordant solution. (PRICE Code: 13.53.1) | 119.8 | sqm | PRICE Data | Others | Others
Applying a coat of mordant solution on G.S. sheet. With a solution of 38 gms of copper acetate in a liter of soft water (PRICE Code: 13.54.1) | 41.9 | sqm | PRICE Data | Others | Others
Applying a coat of mordant solution on G.S. sheet. With a solution made of 13 gms of hydrochloric acid in a solution of 13 gms each of copper chloride, copper nitrate and ammonium chloride dissolved in a litre of soft water (PRICE Code: 13.54.2) | 41.75 | sqm | PRICE Data | Others | Others
Painting (two or more coats) on rain water, soil, waste and vent pipes and fittings with black anticorrosive bitumastic paint of approved brand and manufacture, over and including a priming of ready mixed zinc chromate yellow primer on new work: 100 mm diameter pipes (PRICE Code: 13.55.1) | 50.5 | metre | PRICE Data | Others | Others
Painting (two or more coats) on rain water, soil, waste and vent pipes and fittings with black anticorrosive bitumastic paint of approved brand and manufacture, over and including a priming of ready mixed zinc chromate yellow primer on new work: Painting (two or more coats) on rain water, soil waste and vent pipes and fittings with black anticorrosive bitumastic paint of approved brand and manufacture, over and including a priming of ready mixed zinc chromate yellow primer on new work: 150 mm diameter pipes (PRICE Code: 13.55.2) | 75.3 | metre | PRICE Data | Others | Others
Painting (two or more coats) on rain water, soil, waste and vent pipes and fittings with synthetic enamel paint of approved brand and manufacture and required colour over a priming coat of approved steel primer on new work. 100 mm diameter pipes (PRICE Code: 13.56.1) | 55.3 | metre | PRICE Data | Others | Others
Painting (two or more coats) on rain water, soil, waste and vent pipes and fittings with synthetic enamel paint of approved brand and manufacture and required colour over a priming coat of approved steel primer on new work. 150 mm diameter pipes (PRICE Code: 13.56.2) | 82.35 | metre | PRICE Data | Others | Others
Painting with oil type wood preservative of approved brand and manufacture : New work (two or more coats) (PRICE Code: 13.57.1) | 38.65 | sqm | PRICE Data | Others | Others
Providing and applying two coats of fire retardant paint on cleaned wood/ply surface @ 3.5 sqm per litre per coat including preparation of base surface as per recommendations of manufacturer to make the surface fire retardant . (PRICE Code: 13.58) | 253.5 | sqm | PRICE Data | Others | Others
Coal tarring two coats on new work using 0.16 litre and 0.12 litre coal tar per sqm in the first coat and second coat respectively. (PRICE Code: 13.59) | 43.65 | sqm | PRICE Data | Others | Others
Wall painting with acrylic emulsion paint of approved brand and manufacture to give an even shade: Two or more coats on new work (PRICE Code: 13.60.1) | 111.65 | sqm | PRICE Data | Others | Others
Painting with synthetic enamel paint of approved brand and manufacture to give an even shade: Two or more coats on new work (PRICE Code: 13.61.1) | 105.5 | sqm | PRICE Data | Others | Others
Painting with synthetic enamel paint of approved brand and manufacture of required colour to give an even shade: Two or more coats on new work over an under coat of suitable shade with ordinary paint of approved brand and manufacture . (PRICE Code: 13.62.1) | 153.8 | sqm | PRICE Data | Others | Others
Painting with aluminium paint of approved brand and manufacture to give an even shade. Two or more coats on new work (PRICE Code: 13.63.1) | 97.45 | sqm | PRICE Data | Others | Others
Painting with acid proof paint of approved brand and manufacture of required colour to give an even shade: Two or more coats on new work (PRICE Code: 13.64.1) | 112.9 | sqm | PRICE Data | Others | Others
Painting with black anti- corrosive bitumastic paint of approved brand and manufacture to give an even shade: Two or more coats on new work (PRICE Code: 13.65.1) | 92.05 | sqm | PRICE Data | Others | Others
Floor painting with floor enamel paint of approved brand and manufacture of required colour to give an even shade: Two or more coats on new work (PRICE Code: 13.66.1) | 125.55 | sqm | PRICE Data | Others | Others
Varnishing with varnish of approved brand and manufacture : Two or more coats of glue sizing with copal varnish over an under coat of flatting varnish (PRICE Code: 13.67.1) | 158.35 | sqm | PRICE Data | Others | Others
Varnishing with varnish of approved brand and manufacture : Two or more coats glue sizing with spar varnish or an under coat of flatting varnish (PRICE Code: 13.67.2) | 159.1 | sqm | PRICE Data | Others | Others
French spirit polishing: Two or more coats on new works including a coat of wood filler (PRICE Code: 13.68.1) | 304.85 | sqm | PRICE Data | Others | Others
Polishing on wood work with ready mixed wax polish of approved brand and manufacture: New work (PRICE Code: 13.69.1) | 131 | sqm | PRICE Data | Others | Others
Floor polishing on masonry or concrete floors with was polish of approved brand and manufacture . (PRICE Code: 13.7) | 63.25 | sqm | PRICE Data | Others | Others
Lettering with black Japan pint of approved brand and manufacture (PRICE Code: 13.71) | 4.1 | per Letter per cm height | PRICE Data | Others | Others
Washed stone grit plaster on exterior walls height upto 10 metre above ground level, in two layers, under layer 12 mm cement plaster 1:4 ( 1 cement : 4 coarse sand), furrowing the under layer with scratching tool, applying cement slurry on the under layer @ 2 kg of cement per square metre, top layer 15 mm cement plaster 1:1/2:2 ( 1 cement : 1/2 coarse sand : 2 stone chipping 10 mm nominal size), in panels with groove all around as per approved pattern including scrubbing and washing the top layer with brushes and water to expose the stone chippings, complete as per specification and direction of Engineer-in-charge (payment for providing grooves shall be made separately). (PRICE Code: 13.72) | 778.5 | sqm | PRICE Data | Others | Others
Forming groove of uniform size in the top layer of washed stone grit plaster as per approved pattern using wooden battens, nailed to the under layer, including removal of wooden battens, repair to the edges of panels and finishing the groove complete as per specifications and directions of the Engineer-in-Charge: 15 mm wide and 15 mm deep groove (PRICE Code: 13.73.1) | 49.6 | metre | PRICE Data | Others | Others
Forming groove of uniform size in the top layer of washed stone grit plaster as per approved pattern using wooden battens, nailed to the under layer, including removal of wooden battens, repair to the edges of panels and finishing the groove complete as per specifications and directions of the Engineer-in-Charge: 20 mm wide and 15 mm deep groove (PRICE Code: 13.73.2) | 50.1 | metre | PRICE Data | Others | Others
Extra for washed grit plaster on exterior walls of height more than 10 m from ground level for every additional height of 3 m or part thereof. (PRICE Code: 13.74) | 112.55 | sqm | PRICE Data | Others | Others
Extra for washed stone grit plaster on circular work not exceeding 6 m in radius ( in two coats). (PRICE Code: 13.75) | 87.75 | sqm | PRICE Data | Others | Others
Forming groove of uniform size from 12x12 mm and upto 25 x 15 mm in the top layer of washed stone grit plastered surface as per approved pattern, including providing and fixing aluminum channels of appropriate size and thickness (not less than 2 mm), nailed to the under layer with rust proof screws and nails and finishing the groove complete as per specifications and direction of the Engineer -in-Charge. (PRICE Code: 13.76) | 75.35 | metre | PRICE Data | Others | Others
Extra for using white cement in place of ordinary cement in the top layer of the item of washed stone grit plaster. (PRICE Code: 13.77) | 72.7 | sqm | PRICE Data | Others | Others
Providing and applying 12 mm thick (average) premixed formulated one coat gypsum lightweight plaster having additives and light weight aggregates as vermiculite / perite respectively conforming to IS : 2547 ( Part - 1 & II) 1976, applied on hacked / uneven background such as bare brick/ block/RCC work on walls & ceiling at all floors and locations, finished in smooth line and level etc. complete. (PRICE Code: 13.78) | 297.65 | sqm | PRICE Data | Others | Others
Extra for addition of synthetic polyester triangular fibre of length 6 mm, effective diameter 10-40 microns and specific gravity of 1.34 to 1.40 in cement plaster /mortar by using 125 gms of synthetic polyester triangular fibre for 50 kg cement used in cement mortar as per directions of Engineer - in-Charge (PRICE Code: 13.79) | 1.15 | kg | PRICE Data | Others | Others
Providing and applying white cement based putty of average thickness 1 mm, of approved brand and manufacturer, over the plastered wall surface to prepare the surface even and smooth complete. (PRICE Code: 13.8) | 99.95 | sqm | PRICE Data | Others | Others
Dis tempering with Ist quality acrylic distemper, having VOC (Volatile Organic Compound) content less than 50 grams /litre, of approved brand and manufacture, including applying additional coats wherever required, to achieve even shade and colour. One coat (PRICE Code: 13.81.1) | 43.9 | sqm | PRICE Data | Others | Others
Dis tempering with Ist quality acrylic distemper, having VOC (Volatile Organic Compound) content less than 50 grams /litre, of approved brand and manufacture, including applying additional coats wherever required, to achieve even shade and colour. Two coats (PRICE Code: 13.81.2) | 71.1 | sqm | PRICE Data | Others | Others
Wall painting with acrylic emulsion paint, having VOC (Volatile Organic Compound) content less than 50 grams/ litre, of approved brand and manufacture including applying additional coats wherever required, to achieve even shade and colour. One coat (PRICE Code: 13.82.1) | 62.3 | sqm | PRICE Data | Others | Others
Wall painting with acrylic emulsion paint, having VOC (Volatile Organic Compound) content less than 50 grams/ litre, of approved brand and manufacture including applying additional coats wherever required, to achieve even shade and colour. Two coats (PRICE Code: 13.82.2) | 92.75 | sqm | PRICE Data | Others | Others
Wall painting with premium acrylic emulsion paint of interior grade, having VOC (Volatile including applying additional coats wherever required to achieve even shade and colour. One coat (PRICE Code: 13.83.1) | 65.2 | sqm | PRICE Data | Others | Others
Wall painting with premium acrylic emulsion paint of interior grade, having VOC (Volatile including applying additional coats wherever required to achieve even shade and colour. Two coats (PRICE Code: 13.83.2) | 98.9 | sqm | PRICE Data | Others | Others
Applying priming coats with primer of approved brand and manufacture, having low VOC ( Volatile Organic Compound) content. With ready mixed pink or grey primer on wood work (hard and soft wood ) having VOC content less than 50 grams/ litre (PRICE Code: 13.85.1) | 49.55 | sqm | PRICE Data | Others | Others
Applying priming coats with primer of approved brand and manufacture, having low VOC ( Volatile Organic Compound) content. With water thinnable cement primer on walls surface having VOC content less than 50 grams / litre (PRICE Code: 13.85.3) | 52.1 | sqm | PRICE Data | Others | Others
6 mm plaster on cement concrete or reinforced cement concrete work with white cement based polymer modified self curing mortar of approved make as per the direction of Engineer-In-Charge. (PRICE Code: 13.86) | 178.4 | sqm | PRICE Data | Others | Others
White washing with lime to give an even shade : Old work (two or more coats) (PRICE Code: 13.87.1) | 14.55 | sqm | PRICE Data | Others | Others
White washing with lime to give an even shade : Old work (one or more coats) (PRICE Code: 13.87.2) | 8.9 | sqm | PRICE Data | Others | Others
Removing white or colour wash by scrapping and sand papering and preparing the surface smooth including necessary repairs to scratches etc. complete (PRICE Code: 13.88) | 12.35 | sqm | PRICE Data | Others | Others
Distempering with dry distemper of approved brand and manufacture (one or more coats) and of required shade on old work to give an even shade. (PRICE Code: 13.89) | 43 | sqm | PRICE Data | Others | Others
Distempering with 1st quality acrylic distember (Ready mix) having VOC content less than 50 grams/ litre of approved brand and manufacture to give an even shade : Old work (one or more coats) (PRICE Code: 13.90.1) | 47.15 | sqm | PRICE Data | Others | Others
Removing dry or oil bound distemper, water proofing cement paint and the like by scrapping, sand papering and preparing the surface smooth including necessary repairs to scratches etc. complete. (PRICE Code: 13.91) | 15.8 | sqm | PRICE Data | Others | Others
Painting on G.S. sheet with synthetic enamel paint of approved brand and manufacture of required colour to give an even shade : Old work (one or more coats) (PRICE Code: 13.92.1) | 61.7 | sqm | PRICE Data | Others | Others
Painting (two or more coats) on rain water, soil, waste and vent pipes and fittings with black anticorrosive bitumastic paint of approved brand and manufacture over and including a priming coat of ready mixed zinc chromate yellow primer on new work : 75 mm diameter pipes (PRICE Code: 13.93.1) | 37.85 | metre | PRICE Data | Others | Others
Painting (one or more coats) on rain water, soil waste and vent pipes and fittings with black anticorrosive bitumastic paint of approved brand and manufacture on old work : 75 mm diameter pipes (PRICE Code: 13.94.1) | 17.85 | metre | PRICE Data | Others | Others
Painting (one or more coats) on rain water, soil waste and vent pipes and fittings with black anticorrosive bitumastic paint of approved brand and manufacture on old work : 100 mm diameter pipes (PRICE Code: 13.94.2) | 23.6 | metre | PRICE Data | Others | Others
Painting (one or more coats) on rain water, soil waste and vent pipes and fittings with black anticorrosive bitumastic paint of approved brand and manufacture on old work : 150 mm diameter pipes (PRICE Code: 13.94.3) | 33.95 | metre | PRICE Data | Others | Others
Painting (two or more coats) on rain water, soil waste and vent pipes and fittings with aluminium paint of approved brand and manufacture over a priming coat of ready mixed zinc chromate yellow primer on new work : 75 mm diameter pipes (PRICE Code: 13.95.1) | 39.2 | metre | PRICE Data | Others | Others
Painting (two or more coats) on rain water, soil waste and vent pipes and fittings with aluminium paint of approved brand and manufacture over a priming coat of ready mixed zinc chromate yellow primer on new work : 100 mm diameter pipes (PRICE Code: 13.95.2) | 54.4 | metre | PRICE Data | Others | Others
Painting (two or more coats) on rain water, soil waste and vent pipes and fittings with aluminium paint of approved brand and manufacture over a priming coat of ready mixed zinc chromate yellow primer on new work : 150 mm diameter pipes (PRICE Code: 13.95.3) | 81 | metre | PRICE Data | Others | Others
Painting (one or more coats) on rain water, soil waste and vent pipes and fittings with synthetic enamel paint of approved brand and manufacture and required colour on old work : 75 mm diameter pipes (PRICE Code: 13.96.1) | 18.85 | metre | PRICE Data | Others | Others
Painting (one or more coats) on rain water, soil waste and vent pipes and fittings with synthetic enamel paint of approved brand and manufacture and required colour on old work : 100 mm diameter pipes (PRICE Code: 13.96.2) | 24.25 | metre | PRICE Data | Others | Others
Painting (one or more coats) on rain water, soil waste and vent pipes and fittings with synthetic enamel paint of approved brand and manufacture and required colour on old work : 150 mm diameter pipes (PRICE Code: 13.96.3) | 34.9 | metre | PRICE Data | Others | Others
Painting with oil type wood preservative of approved brand and manufacture: Old work (one or more coats) (PRICE Code: 13.97.1) | 29.4 | sqm | PRICE Data | Others | Others
Wall painting with plastic emulsion paint of approved brand and manufacture to give an even shade: One or more coats on old work (PRICE Code: 13.98.1) | 73.5 | sqm | PRICE Data | Others | Others
Painting with synthetic enamel paint of approved brand and manufacture of required colour to give an even shade : One or more coats on old work (PRICE Code: 13.99.1) | 69.4 | sqm | PRICE Data | Others | Others
Painting with aluminium paint of approved brand and manufacture to give an even shade: One or more coats on old work (PRICE Code: 13.100.1) | 63.6 | sqm | PRICE Data | Others | Others
Painting with acid proof paint of approved brand and manufacture of required colour to give an even shade : One or more coats on old work (PRICE Code: 13.101.1) | 73.9 | sqm | PRICE Data | Others | Others
Painting with black anti-corrosive bitumastic paint of approved brand and manufacture to give an even shade : One or more coats on old work (PRICE Code: 13.102.1) | 61.6 | sqm | PRICE Data | Others | Others
French spirit polishing : One or more coats on old work (PRICE Code: 13.103.1) | 153.5 | sqm | PRICE Data | Others | Others
Polishing on wood work with ready made wax polish of approved brand and manufacture : Old work (PRICE Code: 13.104.1) | 66.25 | sqm | PRICE Data | Others | Others
Re-lettering with black Japan paint of approved brand and manufacture (PRICE Code: 13.105) | 2.6 | per Letter per cm height | PRICE Data | Others | Others
Painting (one or more coats) with black Japan paint of approved brand and manufacture to give an even shade. (PRICE Code: 13.106) | 62.9 | sqm | PRICE Data | Others | Others
Providing and fixing C.P. brass chain and rubber plug complete for sink or wash basin: 32 mm dia (PRICE Code: 13.107.1) | 65.2 | no | PRICE Data | Others | Others
Providing and fixing C.P. brass chain and rubber plug complete for sink or wash basin: 40 mm dia (PRICE Code: 13.107.2) | 65.2 | no | PRICE Data | Others | Others
Distempering with 1st quality acrylic distemper (ready made) having VOC content less than 50 gm per ltr. of approved manufacturer and of required shade and colour complete. as per manufacturer's specification. One or more coats on old work (PRICE Code: 13.108.1) | 41.7 | sqm | PRICE Data | Others | Others
Finishing walls with water proofing cement paint of required shade : Old work (one or more coats applied @ 2.20 kg/10 sqm) over priming coat of primer applied @ 0.80 litrs/10 sqm complete including cost of Priming coat. (PRICE Code: 13.109.1) | 75.7 | sqm | PRICE Data | Others | Others
Finishing walls with water proofing cement paint of required shade : Old work (one or more coats @ 2.20 kg/10 sqm) complete. (PRICE Code: 13.109.2) | 51.55 | sqm | PRICE Data | Others | Others
Finishing walls with textured exterior paint of required shade : Old work (Two or more coats on existing cement paint surface applied @ 3.28 ltr/10 sqm (PRICE Code: 13.110.1) | 146.5 | sqm | PRICE Data | Others | Others
Finishing walls with textured exterior paint of required shade : Old work (One or more coats) applied @ 1.82 ltr/10 sqm. (PRICE Code: 13.110.2) | 91.45 | sqm | PRICE Data | Others | Others
Finishing walls with Acrylic Smooth exterior paint of required shade : Old work (Two or more coat applied @ 1.67 ltr/ 10 sqm) on existing cement paint surface (PRICE Code: 13.111.1) | 86.75 | sqm | PRICE Data | Others | Others
Finishing walls with Acrylic Smooth exterior paint of required shade : Old work (One or more coat applied @ 0.90 ltr/10 sqm). (PRICE Code: 13.111.2) | 58.45 | sqm | PRICE Data | Others | Others
Finishing walls with Premium Acrylic Smooth exterior paint with Silicone additives of required shade Old work (Two or more coats applied @ 1.43 ltr/ 10 sqm) over existing cement paint surface (PRICE Code: 13.112.1) | 84.85 | sqm | PRICE Data | Others | Others
Finishing walls with Premium Acrylic Smooth exterior paint with Silicone additives of required shade Old work (one or more coats applied @ 0.83 ltr/10 sqm). (PRICE Code: 13.112.2) | 58.15 | sqm | PRICE Data | Others | Others
Varnishing with varnish of approved brand and manufacture: One or more coats with copal varnish (PRICE Code: 13.113.1) | 63.7 | sqm | PRICE Data | Others | Others
Varnishing with varnish of approved brand and manufacture: One or more coats with spar varnish (PRICE Code: 13.113.2) | 64.1 | sqm | PRICE Data | Others | Others
Melamine polishing on wood work (one or more coat). (PRICE Code: 13.114) | 96.15 | sqm | PRICE Data | Others | Others
Varnishing with flatting varnish of approved brand and manufacture one or more coats on old work. (PRICE Code: 13.115) | 66.55 | sqm | PRICE Data | Others | Others
Finishing walls with 100% Premium acrylic emulsion paint having VOC less than 50 gm/litre and UV resistance as per IS 15489:2004, Alkali & fungal resistance, dirt resistance exterior paint of required shade (Company Depot Tinted) with silicon additives. New work (Two or more coats applied @ 1.43 litre/ 10 sqm. Over and including priming coat of exterior primer applied @ 0.90 litre/10 sqm. (PRICE Code: 13.48A.1) | 126.95 | sqm | PRICE Data | Others | Others
Repairs to plaster of thickness 12 mm to 20 mm in patches of area 2.5 sq meters and under, including cutting the patch in proper shape, raking out joints and preparing and plastering the surface of the walls complete, including disposal of rubbish to the dumping ground within 50 meters lead: With cement mortar 1:4 ( 1 cement : fine sand) (PRICE Code: 14.1.1) | 362.7 | sqm | PRICE Data | Others | Others
Repairs to plaster of thickness 12 mm to 20 mm in patches of area 2.5 sq meters and under, including cutting the patch in proper shape, raking out joints and preparing and plastering the surface of the walls complete, including disposal of rubbish to the dumping ground within 50 meters lead: Cement mortar 1:4 ( 1 cement: 4 coarse sand) (PRICE Code: 14.1.2) | 372.95 | sqm | PRICE Data | Others | Others
Fixing chowkhats in existing opening including embedding chowkhats in floors or walls cutting masonry for hold fasts, embedding hold fasts in cement concrete blocks of size 15 x 10 x 10 cm, with cement concrete 1:3:6 ( 1 cement : 3 coarse sand : 6 graded stone aggregate 20 mm nominal size), painting two coats of approved wood preservative to sides of chowkhats and making good the damages to walls and floors as required complete, including disposal of rubbish to the dumping ground within 50 meters lead: Door chowkhats (PRICE Code: 14.2.1) | 1186.6 | each | PRICE Data | Others | Others
Fixing chowkhats in existing opening including embedding chowkhats in floors or walls cutting masonry for hold fasts, embedding hold fasts in cement concrete blocks of size 15 x 10 x 10 cm, with cement concrete 1:3:6 ( 1 cement : 3 coarse sand : 6 graded stone aggregate 20 mm nominal size), painting two coats of approved wood preservative to sides of chowkhats and making good the damages to walls and floors as required complete, including disposal of rubbish to the dumping ground within 50 meters lead: Window chowkhats (PRICE Code: 14.2.2) | 745.6 | each | PRICE Data | Others | Others
Fixing chowkhats in existing opening including embedding chowkhats in floors or walls cutting masonry for hold fasts, embedding hold fasts in cement concrete blocks of size 15 x 10 x 10 cm, with cement concrete 1:3:6 ( 1 cement : 3 coarse sand : 6 graded stone aggregate 20 mm nominal size), painting two coats of approved wood preservative to sides of chowkhats and making good the damages to walls and floors as required complete, including disposal of rubbish to the dumping ground within 50 meters lead: Clerestory window chowkhats (PRICE Code: 14.2.3) | 553.75 | each | PRICE Data | Others | Others
Fixing chowkhat in existing opening in brick / RCC wall with dash fasteners/ chemical fasteners of appropriate size ( 3 nos on each vertical member of door chowkhat and 2 nos on each vertical member of window chowkhats), including cost of dash fasteners/ chemical fastener. (PRICE Code: 14.3) | 168.4 | each | PRICE Data | Others | Others
Making the opening in brick masonry including dismantling in floor or walls by cutting masonry and making good the damages to walls, flooring and jambs complete, to match existing surface i/c disposal of mulba / rubbish to the nearest municipal dumping ground. For door / window / clerestory window (PRICE Code: 14.4.1) | 809.5 | sqm | PRICE Data | Others | Others
Renewing glass panes, with putty and nails wherever necessary including racking out the old putty : Float glass panes of thickness 4 mm (PRICE Code: 14.5.1) | 773.1 | sqm | PRICE Data | Others | Others
Renewing glass panes, with putty and nails wherever necessary including racking out the old putty : Float glass panes of thickness 5.5 mm (PRICE Code: 14.5.2) | 1028.6 | sqm | PRICE Data | Others | Others
Renewing glass panes, with wooden fillets wherever necessary: Float glass panes of thickness 4 mm (PRICE Code: 14.6.1) | 1096.45 | sqm | PRICE Data | Others | Others
Renewing glass panes, with wooden fillets wherever necessary: Float glass panes of thickness 5.5 mm (PRICE Code: 14.6.2) | 1351.95 | sqm | PRICE Data | Others | Others
Renewing glass panes and re fixing existing wooden fillets: Float glass panes of thickness 4 mm (PRICE Code: 14.7.1) | 859.35 | sqm | PRICE Data | Others | Others
Renewing glass panes and re fixing existing wooden fillets: Float glass panes of thickness 5.5 mm (PRICE Code: 14.7.2) | 1114.85 | sqm | PRICE Data | Others | Others
Supplying and fixing new wooden fillets wherever necessary : 2nd class teak wood fillets (PRICE Code: 14.8.1) | 53.35 | metre | PRICE Data | Others | Others
Supplying and fixing new wooden fillets wherever necessary : Hallock wood fillets (PRICE Code: 14.8.2) | 47.5 | metre | PRICE Data | Others | Others
Renewal of old putty of glass panes (length). (PRICE Code: 14.9) | 37 | metre | PRICE Data | Others | Others
Refixing old glass panes with putty and nails . (PRICE Code: 14.1) | 481 | sqm | PRICE Data | Others | Others
Fixing old glass panes with wooden fillets ( excluding cost of fillets). (PRICE Code: 14.11) | 443.4 | sqm | PRICE Data | Others | Others
Providing and fixing 16 mm M.S. Fan clamps of standard shape and size in existing R.C.C. slab, including cutting chase, anchoring clamp to reinforcement bar, including cleaning, refilling, making good the chase with matching concrete, plastering and painting the exposed portion of the clamps complete. (PRICE Code: 14.12) | 369.05 | each | PRICE Data | Others | Others
Regrading terracing of mud phaska covered with tiles or brick, in cement by dismantling tiles or bricks, removing mud plaster, preparing the surface of mud phaska to proper slope, relaying mud plaster gobri leaping and tiles or bricks, grouted in cement mortar 1:3 ( 1 cement : 3 fine sand), including replacing unserviceable tiles or bricks with new ones and disposal of unserviceable material to the dumping ground ( the cost of the new tiles or brick excluded ) within 50 metres lead. (PRICE Code: 14.13) | 452.8 | sqm | PRICE Data | Others | Others
Replacing sand stone slabs in roofing, laid in cement mortar 1:4 ( 1 cement : 4 coarse sand), including necessary repairs and cement pointing with same mortar complete, including disposal of rubbish to dumping ground within 50 metres of lead: Red / white sand stone slabs 30 to 50 mm thick (PRICE Code: 14.14.1) | 831.4 | sqm | PRICE Data | Others | Others
Renewing wooden battens in roofs, including making good the holes in wall and painting with oil type wood preservative of approved brand and manufacture complete, including removal of rubbish to the dumping ground within 50 metres lead: Sal wood battens (PRICE Code: 14.15.1) | 79098.95 | cum | PRICE Data | Others | Others
Renewing wooden beams in roofs including making good the holes in walls and painting with oil type wood preservative of approved brand and manufacture complete, including removal of rubbish to the dumping ground within 50 metres lead: Not exceeding 4.00 metres in length Sal wood beams (PRICE Code: 14.16.1.1) | 82754.85 | cum | PRICE Data | Others | Others
Renewing wooden beams in roofs including making good the holes in walls and painting with oil type wood preservative of approved brand and manufacture complete, including removal of rubbish to the dumping ground within 50 metres lead: Not exceeding 4.00 metres in length Hollock wood beams (PRICE Code: 14.16.1.2) | 52834.15 | sqm | PRICE Data | Others | Others
Renewing wooden beams in roofs including making good the holes in walls and painting with oil type wood preservative of approved brand and manufacture complete, including removal of rubbish to the dumping ground within 50 metres lead: Above 4.00 metres and upto 5.00 metres length Sal wood beams (PRICE Code: 14.16.2.1) | 84440.15 | cum | PRICE Data | Others | Others
Renewing wooden beams in roofs including making good the holes in walls and painting with oil type wood preservative of approved brand and manufacture complete, including removal of rubbish to the dumping ground within 50 metres lead: Above 4.00 metres and upto 5.00 metres length Hollock wood beams (PRICE Code: 14.16.2.2) | 54488.3 | sqm | PRICE Data | Others | Others
Raking out joints in lime or cement mortar and preparing the surface for re- pointing or re plastering, including disposal of rubbish to the dumping ground within 50 metres lead. (PRICE Code: 14.17) | 44.9 | sqm | PRICE Data | Others | Others
Flush pointing with cement mortar 1:3 ( 1 cement : 3 fine sand) mixed with 2% of integral water proofing compound by weight of cement for flat tile bricks on top of mud phaska: With F.P.S. brick tiles (PRICE Code: 14.18.1) | 89.8 | sqm | PRICE Data | Others | Others
Flush pointing with cement mortar 1:3 ( 1 cement : 3 fine sand) mixed with 2% of integral water proofing compound by weight of cement for flat tile bricks on top of mud phaska: With modular brick tiles (PRICE Code: 14.18.2) | 90.85 | sqm | PRICE Data | Others | Others
Taking out wind ties from roof including cutting out rusted bolts, nuts etc. and removing materials to any distance within compound and stacking . (PRICE Code: 14.19) | 3.45 | kg | PRICE Data | Others | Others
Fixing of old wind tie with new fittings including painting two or more coats with anticorrosive bitumastic paint of approved brand & manufacturer over and including priming coat of ready mixed zinc chromate yellow primer of approved brand (PRICE Code: 14.2) | 89.05 | metre | PRICE Data | Others | Others
Renewing bottom rail and / or top runner of collapsible gate including making good all damages and applying priming coat of zinc chromate yellow primer of approved brand and manufacture . (PRICE Code: 14.21) | 195 | kg | PRICE Data | Others | Others
Renewing Wronght Iron or M.S. Wheel or roller of steel door or gate and fitting and fixing the same with necessary clamps, nuts and bolts/welding and erection etc. complete. Wheel 50 mm dia and below (PRICE Code: 14.22.1) | 127.4 | Wheels | PRICE Data | Others | Others
Renewing Wronght Iron or M.S. Wheel or roller of steel door or gate and fitting and fixing the same with necessary clamps, nuts and bolts/welding and erection etc. complete. Wheel above 50 mm dia (PRICE Code: 14.22.2) | 208.75 | Wheels | PRICE Data | Others | Others
Pumping out water caused by springs, tidal or river seepage, broken water mains or drains and the like. (PRICE Code: 14.23) | 146.75 | Kilo litre | PRICE Data | Others | Others
Mud mortar made with local clay good earth. (PRICE Code: 14.24) | 737 | cum | PRICE Data | Others | Others
Brick work with common burnt clay bricks of class designation 7.5 in mud mortar . (PRICE Code: 14.25) | 4584.9 | cum | PRICE Data | Others | Others
Providing and fixing 25 mm thick shutters for cup board etc.: Panelled or panelled & glazed shutters Superior class teak wood including nickel plated bright finished M.S. piano hinges with necessary screws (PRICE Code: 14.26.1.1) | 3868.9 | sqm | PRICE Data | Others | Others
Providing and fixing 25 mm thick shutters for cup board etc.: Panelled or panelled & glazed shutters Ist class teak wood including nickel plated bright finished M.S. piano hinges with necessary screws (PRICE Code: 14.26.1.2) | 3344.6 | sqm | PRICE Data | Others | Others
Providing and fixing 25 mm thick shutters for cup board etc.: Glazed shutters Superior class teak wood including nickel plated bright finished M.S. piano hinges with necessary screws (PRICE Code: 14.26.2.1) | 3861.8 | sqm | PRICE Data | Others | Others
Providing and fixing 25 mm thick shutters for cup board etc.: Glazed shutters Ist class teak wood including nickel plated bright finished M.S. piano hinges with necessary screws (PRICE Code: 14.26.2.2) | 3297.2 | sqm | PRICE Data | Others | Others
Providing and fixing plain jaffri door and window shutters including bright or / and black enamelled M.S. butt hinges with necessary screws 35x10 mm laths placed 35 mm apart (frame to be paid separately), including fixing 50x12 mm beading complete with: Second class teak wood (PRICE Code: 14.27.1) | 3533 | sqm | PRICE Data | Others | Others
Providing and fixing curtain rods of 1.25 mm thick brass plates with two brass brackets fixed with brass screws and wooden plugs etc. wherever necessary complete. 20 mm diameter (PRICE Code: 14.28.1) | 254.3 | metre | PRICE Data | Others | Others
Providing and fixing curtain rods of 1.25 mm thick brass plates with two brass brackets fixed with brass screws and wooden plugs etc. wherever necessary complete. 25 mm diameter (PRICE Code: 14.28.2) | 312.35 | metre | PRICE Data | Others | Others
Providing and fixing M.S. round or squre bars with M.S. flats at required spacing in wooden frames of windows and clerestory windows. (PRICE Code: 14.29) | 79.9 | kg | PRICE Data | Others | Others
Providing joists (karries) including, hoisting, fixing in position and applying wood preservative on unexposed surface etc. complete with : Sal wood (PRICE Code: 14.30.1) | 78180.65 | cum | PRICE Data | Others | Others
Providing joists (karries) including, hoisting, fixing in position and applying wood preservative on unexposed surface etc. complete with : Hollack wood (PRICE Code: 14.30.2) | 48562.45 | cum | PRICE Data | Others | Others
Providing and fixing bright finished brass single acting spring hinges with necessary brass screws etc. complete: 150 mm (PRICE Code: 14.31.1) | 562.15 | no | PRICE Data | Others | Others
Providing and fixing bright finished brass single acting spring hinges with necessary brass screws etc. complete: 125 mm (PRICE Code: 14.31.2) | 399.55 | no | PRICE Data | Others | Others
Providing and fixing bright finished brass single acting spring hinges with necessary brass screws etc. complete: 100 mm (PRICE Code: 14.31.3) | 354.25 | no | PRICE Data | Others | Others
Providing and fixing bright finished brass double acting spring hinges with necessary brass screws etc. complete: 150 mm (PRICE Code: 14.32.1) | 626.05 | no | PRICE Data | Others | Others
Providing and fixing bright finished brass double acting spring hinges with necessary brass screws etc. complete: 125 mm (PRICE Code: 14.32.2) | 533.15 | no | PRICE Data | Others | Others
Providing and fixing bright finished brass double acting spring hinges with necessary brass screws etc. complete: 100 mm (PRICE Code: 14.32.3) | 516.9 | each | PRICE Data | Others | Others
Providing and fixing bright finished brass flush bolts with necessary brass screws etc. complete 250 mm (PRICE Code: 14.33.1) | 199.2 | no | PRICE Data | Others | Others
Providing and fixing bright finished brass flush bolts with necessary brass screws etc. complete 150 mm (PRICE Code: 14.33.2) | 173.15 | no | PRICE Data | Others | Others
Providing and fixing bright finished brass flush bolts with necessary brass screws etc. complete 100 mm (PRICE Code: 14.33.3) | 126.7 | no | PRICE Data | Others | Others
Providing and fixing 150 mm bright finished floor brass door stopper with rubber cushion, necessary brass screws etc. to suit shutter thickness complete (PRICE Code: 14.34) | 201.85 | no | PRICE Data | Others | Others
Providing and fixing finished brass hard drawn hooks and eyes: 300 mm (PRICE Code: 14.35.1) | 75.05 | no | PRICE Data | Others | Others
Providing and fixing finished brass hard drawn hooks and eyes: 250 mm (PRICE Code: 14.35.2) | 72.05 | no | PRICE Data | Others | Others
Providing and fixing finished brass hard drawn hooks and eyes: 200 mm (PRICE Code: 14.35.3) | 64.6 | no | PRICE Data | Others | Others
Providing and fixing finished brass hard drawn hooks and eyes: 150 mm (PRICE Code: 14.35.4) | 51.8 | no | PRICE Data | Others | Others
Providing and fixing finished brass hard drawn hooks and eyes: 100 mm (PRICE Code: 14.35.5) | 45.45 | no | PRICE Data | Others | Others
Providing and fixing bright finished brass fan light pivot with necessary brass screws etc. complete (PRICE Code: 14.36) | 34.5 | no | PRICE Data | Others | Others
Providing and fixing 300 mm long bright finished brass chain with hook for fan light including necessary brass screws etc. complete (PRICE Code: 14.37) | 55.25 | no | PRICE Data | Others | Others
Providing and fixing bright finished brass quadrant stay 300 mm long with necessary brass screws etc. complete. (PRICE Code: 14.38) | 141.2 | no | PRICE Data | Others | Others
Providing and fixing bright finished brass helical door spring ( Superior quality) (PRICE Code: 14.39) | 397.5 | no | PRICE Data | Others | Others
Providing and fixing chromium plated brass butt hinges with necessary chromium plated brass screws etc. complete. 125x70x4 m ( ordinary type ) (PRICE Code: 14.40.1) | 147.65 | no | PRICE Data | Others | Others
Providing and fixing chromium plated brass butt hinges with necessary chromium plated brass screws etc. complete. 100x70x4 mm (ordinary type) (PRICE Code: 14.40.2) | 126.4 | no | PRICE Data | Others | Others
Providing and fixing chromium plated brass butt hinges with necessary chromium plated brass screws etc. complete. 75x65x4 mm (heavy type) (PRICE Code: 14.40.3) | 140.75 | no | PRICE Data | Others | Others
Providing and fixing chromium plated brass butt hinges with necessary chromium plated brass screws etc. complete. 75x40x2.5 mm ( ordinary type) (PRICE Code: 14.40.4) | 84.55 | no | PRICE Data | Others | Others
Providing and fixing chromium plated brass butt hinges with necessary chromium plated brass screws etc. complete. 50x40x2.5 mm (ordinary type) (PRICE Code: 14.40.5) | 35.4 | no | PRICE Data | Others | Others
Providing and fixing 85x42 mm chromium plated brass pull bolt lock with necessary chromium plated brass screws, nuts bolts and washers etc. complete. (PRICE Code: 14.41) | 212.85 | no | PRICE Data | Others | Others
Providing and fixing double scaffolding system (cup lock type) on the exterior side, upto seven story hight made with 40 mm dia. M.S. tube 1.5 m centre to centre, horizontal & vertical tubes joining with cup & lock system with M.S. tubes, M.S. tube challies, M.S. clamps and M.S. staricase system in the scaffolding for working platform etc. and maintaining it in a serviceable condition for the required duration as approved and removing it there after. The scaffolding system shall be stiffened with bracings, runners, connection with the building etc wherever required for inspection of work at required location with essential safety features for the workmen etc. complete as per directions and approval of Engineer- in Charge. The elevational area of the scaffolding shall be measured for payment purpose. The payment will be made once irrespective of duration of scaffolding. Note:- This item to be used for maintenance work judicially, necessary deduction for scaffolding in the existing item to be done . (PRICE Code: 14.72) | 223.95 | sqm | PRICE Data | Others | Others
Providing and fixing bright finished brass casement window fasteners or peg stays to windows/ ventilators with necessary welding and machine screws etc. complete. (PRICE Code: 14.73) | 411.45 | kg | PRICE Data | Others | Others
Providing and fixing 14 mm bright finished brass spring catch to steel centre hung ventilators with necessary welding and machine screws etc. complete. (PRICE Code: 14.74) | 49.75 | no | PRICE Data | Others | Others
Repair to plaster of thickness 12mm to 20 mm in patches of area 2.5 sqm and under, including cutting the patch in proper shape, raking out joints and preparing plastering the wall surface with white cement based polymer modified self curing mortar, including disposal of rubbish, all complete as per the direction of Engineer-In-Charge. (PRICE Code: 14.75) | 444.45 | sqm | PRICE Data | Others | Others
Cleaning and desilting of gully trap chamber, including removal of rubbish mixed with earth etc. and disposal of same, all as per the direction of Engineer-in-charge. (PRICE Code: 14.76) | 67.4 | no | PRICE Data | Others | Others
Cleaning of chocked sewer line by diesel running vehicle mounting hydraulic operated high pressure suction cum jetting sewer cleaning machine fitted with pump having 4000 litres suction capacity and 6000 litres water jetting tank capacity including skilled operator, supervising engineer etc. for cleaning and partial desilting of manholes and dechocking of sewer lines. Dechocking and flushing of sewer line from one manhole to another by high pressure jetting system of 2200 PSI for sewer line from 150mm dia upto 300mm dia for all depth. (PRICE Code: 14.77) | 223 | metre | PRICE Data | Others | Others
Cleaning of under ground sump, Over Head R.C.C. Tank ( independent staging) including disposal of slit and rubbish, all as per direction of Engineer-in-Charge. The cleaning shall consist following operations:- (i)Tank shall be emptied of water by pumping & bottom shall be cleaned of slit and other deposits. (ii) Entire surface area of the sump shall then scrubbed thoroughly with wire brush etc. and pressure washed with water. (iii) Chlorination of RCC internal surface by liquid chlorine. (iv) The treated surface shall be dried using air jetting and all loose particles shall be removal from the surface. (v) Finally the surface shall be treated with ultraviolet radiation etc. as per direction of Engineer-in-Charge. (PRICE Code: 14.78) | 55.3 | sqm | PRICE Data | Others | Others
Disconnecting damaged overhead/terrace PVC water storage tank of any size from water supply line and removing from the terrace including shifting at ground level as per direction of Engineer-in-charge. (PRICE Code: 14.79) | 275.85 | no | PRICE Data | Others | Others
Providing & fixing White vitreous china water closet squatting pan (Indian type) along with "S" or "P" trap including dismantling of old WC seat and "S" or "P" trap at site complete with all operations including all necessary materials, labour and disposal of dismantled material i/c malba, all complete as per the direction of Engineer-in charge. Long pattern W.C Pan of size 580x440 mm (PRICE Code: 14.80.1) | 2364.9 | no | PRICE Data | Others | Others
Providing & fixing White vitreous china water closet squatting pan (Indian type) along with "S" or "P" trap including dismantling of old WC seat and "S" or "P" trap at site complete with all operations including all necessary materials, labour and disposal of dismantled material i/c malba, all complete as per the direction of Engineer-in charge. Orissa pattern W.C Pan of size 580x440 mm (PRICE Code: 14.80.2) | 3071.25 | each | PRICE Data | Others | Others
Dismantling W.C. Pan of all sizes including disposal of dismantled materials i/c malba all complete as per directions of Engineer-in-Charge (PRICE Code: 14.82) | 83.35 | no | PRICE Data | Others | Others
Hacking of CC flooring including cleaning for surface etc. complete as per direction of the Engineer-in-Charge. (PRICE Code: 14.83) | 2.2 | sqm | PRICE Data | Others | Others
Dismantling 15 to 40 mm dia G.I. pipe including stacking of dismantled pipes (within 50 metres lead) as per direction of Engineer-in-Charge. (a) Internal Work- Exposed on wall (PRICE Code: 14.84) | 2.3 | metre | PRICE Data | Others | Others
Taking out existing wooden door shutter, repair by cutting, painting etc. and refixing of repaired door shutters to existing door frames, including replacement of hinges with screws, etc. as required, all complete as per the direction of the Engineer-in-charge. (PRICE Code: 14.85) | 258.55 | sqm | PRICE Data | Others | Others
Providing and laying in situ seven course water proofing treatment with APP (Atactic poly-propylene) modified Polymeric memberane over roof consisting of first coat of bitumen primer @ 0.40 litre per sqm, 2nd, 4th & 6th courses of bonding material @ 1.20 Kg/sqm, which shall consist of blown type bitumen of grade 85/ 25 conforming to IS : 702, 3rd and 5th layers of roofing membrane APP modified Polymeric membrane 1.5 mm thick of 2.25 Kg/sqm weight consisting of five layers prefabricated with centre core as 20 micron HMHDPE film sandwiched on both sides with polymeric mix and the polymeric mix is protected on both side with 20 micron HMHDPE film. 7th, the top most layer shall be finished with brick tiles of class designation 10 grouted with cement mortar 1:3 (1cement : 3 fine sand) mixed with 2% integral water proofing compound by weight of cement over a 12 mm layer of cement mortar 1:3 (1 cement : 3 fine sand) and finished neat (item of laying brick tiles shall be paid for separately). (PRICE Code: 14.86) | 514.5 | sqm | PRICE Data | Others | Others
Providing and laying in situ five course water proofing treatment with APP (Atactic Polypropylene) modified Polymeric memberane over roof consisting of first coat of bitumen primer @ 0.40 litre per sqm, 2nd & 4th courses of bonding material @ 1.20 kg/sqm, which shall consist of blown type bitumen of grade 85/25 conforming to IS : 702, 3rd layer of roofing membrane APP modified Polymeric membrane 2.0 mm thick of 3.00 Kg/ sqm weight consisting of five layers prefabricated with centre core as 100 micron HMHDPE film sandwiched on both sides with polymeric mix and the polymeric mix is protected on both side with 20 micron HMHDPE film. 5th, the top most layer shall be finished with brick tiles of class designation 10 grouted with cement mortar 1:3 (1 cement : 3 fine sand) mixed with 2% integral water proofing compound by weight of cement over a 12 mm layer of cement mortar 1:3 (1 cement : 3 fine sand) and finished neat (item of laying brick tiles shall be paid for separately). (PRICE Code: 14.87) | 354.85 | sqm | PRICE Data | Others | Others
Providing and laying in situ seven course water proofing treatment with APP (Atactic Polypropylene) modified Polymeric memberane over roof consisting of first coat of bitumen primer @ 0.40 litre per sqm, 2nd, 4th & 6th courses of bonding material @ 1.20 kg/sqm, which shall consist of blown type bitumen of grade 85/25 conforming to IS : 702, 3rd and 5th layers of roofing membrane APP modified Polymeric membrane 2.0 mm thick of 3.00 Kg/sqm weight consisting of five layers prefabricated with centre core as 100 micron HMHDPE film sandwiched on both sides with polymeric mix and the polymeric mix is protected on both side with 20 micron HMHDPE film. 7th, the top most layer shall be finished with brick tiles of class designation 10 grouted with cement mortar 1:3 (1 cement : 3 fine sand) mixed with 2% integral water proofing compound by weight of cement over a 12 mm layer of cement mortar 1:3 ( 1 cement : 3 fine sand) and finished neat (item of laying brick tiles shall be paid for separately). (PRICE Code: 14.88) | 565.6 | sqm | PRICE Data | Others | Others
Providing and fixing APP (Atactic Polypropylene Polymer) modified prefabricated five layer 2 mm thick water proofing membrane, black finished reinforced with glass fibre matt consisting of a coat of bitumen primer for bitumen membrane @ 0.40 litre/sqm by the same membrance manufacture of density at 25°C, 0.87 - 0.89 kg/ litre and viscocity 70 - 160 cps. Over the primer coat the layer of membrane shall be laid using Butane torch and sealing all joints etc., and preparing the surface complete. The vital physical and chemical parameters of the membrane shall be as under : Joint strength in longitudinal and transverse direction at 23°C as 350/300 N/ 5 cm. Tear strength in longitudinal and transverse direction as 60/80N. Softening point of membrane not less than 150°C. Cold flexibility shall be upto -2°C when tested in accordance with ASTM, D - 5147. The laying of membrane shall be got done through the authorised applicator of the manufacture of membrane 2mm (for corrugated roof sheets) (PRICE Code: 14.89.1) | 364.4 | sqm | PRICE Data | Others | Others
Providing and laying APP (Atactic Polypropylene Polymer) modified prefabricated five layer, 3 mm thick water proofing membrane, black finished reinforced with glass fibre matt consisting of a coat of bitumen primer for bitumen membrane @ 0.40 litre/sqm by the same membrane manufactured of density at 25 degreee, 0.87 - 0.89 kg/litre and viscocity 70 - 160 cps. Over the primer coat the layer of membrane shall be laid using butane torch and sealing all joints etc., and preparing the surface complete. The vital physical and chemical parameters of the membrane shall be as under : Joint strength in longitudinal degree and transverse direction at 23degree as 350/300 N/5 cm. Tear strength in longitudinal and transverse direction as 60/80N. Softening point of membrane not less than 150degree. Cold flexibility shall be upto -2 degree when tested in accordance with ASTM, D - 5147. The laying of membrane shall be got done through the authorised applicator of the manufacturer of membrane : 3 mm thick (PRICE Code: 14.90.1) | 445.3 | sqm | PRICE Data | Others | Others
Providing and laying APP (Atactic Polypropylene Polymer) modified prefabricated five layer 3 mm thick water proofing membrane, black finished reinforced with nonwoven polyester matt consisting of a coat of bitumen primer for bitumen membrane @ 0.40 litre/sqm by the same membrane manufacture of density at 25 degree, 0.87-0.89 kg/ litre and viscocity 70-160 cps. Over the primer coat the layer of membrane shall be laid using Butane Torch and sealing all joints etc, and preparing the surface complete. The vital physical and chemical parameters of the membrane shall be as under : Joint strength in longitudinal and transverse direction at 23 degree as 650/ 450N/ 5cm. Tear strength in longitudinal and transverse direction as 300/250N. Softening point of membrane not less than 150 degree. Cold flexibility shall be upto -2degree when tested in accordance with ASTM, D - 5147. The laying of membrane shall be got done through the authorised applicator of the manufacturer of membrane : 3 mm thick (PRICE Code: 14.91.1) | 464.45 | sqm | PRICE Data | Others | Others
Extra for covering top of membrane with Geotextile, 120 gsm non woven, 100% polyester of thickness 1 to 1.25 mm bonded to the membrane with intermittent touch by heating the membrane by Butane Torch as per manufactures recommendation. (PRICE Code: 14.92) | 86.6 | sqm | PRICE Data | Others | Others
Providing round the clock security guard without gun for watch & ward of Government premises and its all belongings by deploying neatly dressed security guards in 8 hour's shift including necessary T&P like torch, lathi and uniform etc.complete,as per the direction of Engineer-in-charge. (One job means 8 hour's duty). (PRICE Code: 14.93) | 732.55 | job | PRICE Data | Others | Others
Providing round the clock security guard with gun for watch & ward of Government premises and its all belongings by deploying neatly dressed security guards in 8 hour's shift including necessary T&P like torch, lathi and uniform etc.complete, as per the direction of Engineer-in-charge.(One job means 8 hour's duty). (PRICE Code: 14.94) | 803.85 | job | PRICE Data | Others | Others
Cleaning of terrace/loft water storage tank (inside surface area) upto 2000 litre capacity at all heights with coconut brushes, duster etc., removal of silt, rubbish from the tank and cleaning the tank with fresh water disinfecting with bleaching powder @ 0.5gm per litre capacity of tank including marking the date of cleaning on the side of tank body with the help of stencil and paint and disposing of malba all complete as per direction of Engineer-in-Charge. (The old date already written on tank should be removed with paint remover or black paint and if date is not written with the stencil or old date is not removed deduction will be made @ Rs. 0.10 per litre) (if during cleaning any GI fittings or ball cock is damaged that is to be repaired by contractor at his own cost and nothing extra will be paid on this account) (PRICE Code: 14.75A) | 0.3 | Litre | PRICE Data | Others | Others
Demolishing lime concrete manually / by mechanical means and disposal of material within 50 metres lead as per direction of Engineer - in- Charges. (PRICE Code: 15.1) | 527.4 | cum | PRICE Data | Others | Others
Demolishing cement concrete manually / by mechanical means including disposal of material within 50 metres lead as per direction of Engineer - in-Charge. Nominal concrete 1:3:6 or richer mix (i/c equivalent design mix) (PRICE Code: 15.2.1) | 1508.3 | cum | PRICE Data | Others | Others
Demolishing cement concrete manually / by mechanical means including disposal of material within 50 metres lead as per direction of Engineer - in-Charge. Nominal concrete 1:4:8 leaner mix ( including equivalent design mix) (PRICE Code: 15.2.2) | 931.35 | cum | PRICE Data | Others | Others
Demolishing R.C.C. work manually / by mechanical means including stacking of steel bars and disposal of unserviceable material with in 50 metres lead as per direction of Engineer -in-Charge. (PRICE Code: 15.3) | 2200.45 | cum | PRICE Data | Others | Others
Demolishing R.B. work manually / by mechanical means including stacking of steel bars and disposal of unserviceable material within 50 metres lead as per direction of Engineer-in-Charge. (PRICE Code: 15.4) | 1968.2 | cum | PRICE Data | Others | Others
Extra for cutting reinforcement bars manually/ by mechanical means in R.C.C. or R.B. work ( Payment shall be made on the cross sectional area of R.C.C. or R.B work) as per direction of Engineer-in-charge. (PRICE Code: 15.5) | 749.5 | sqm | PRICE Data | Others | Others
Extra for scrapping, cleaning and straightening reinforcement from R.C.C. or R.B work. (PRICE Code: 15.6) | 5.85 | kg | PRICE Data | Others | Others
Demolishing brick work manually / by mechanical means including stacking of serviceable material and disposal of unserviceable material within 50 metres lead as per direction of Engineer-in-Charge. In mud mortar (PRICE Code: 15.7.1) | 436.65 | cum | PRICE Data | Others | Others
Demolishing brick work manually / by mechanical means including stacking of serviceable material and disposal of unserviceable material within 50 metres lead as per direction of Engineer-in-Charge. In lime mortar with old mughal bricks (PRICE Code: 15.7.2) | 1104.2 | cum | PRICE Data | Others | Others
Demolishing brick work manually / by mechanical means including stacking of serviceable material and disposal of unserviceable material within 50 metres lead as per direction of Engineer-in-Charge. In lime mortar (PRICE Code: 15.7.3) | 527.4 | cum | PRICE Data | Others | Others
Demolishing brick work manually / by mechanical means including stacking of serviceable material and disposal of unserviceable material within 50 metres lead as per direction of Engineer-in-Charge. In cement mortar (PRICE Code: 15.7.4) | 1276.05 | cum | PRICE Data | Others | Others
Removing mortar from bricks and cleaning bricks including stacking within a lead of 50 m ( stacks of cleaned bricks shall be measured ) From brick work in mud mortar (PRICE Code: 15.8.1) | 2.9 | no | PRICE Data | Others | Others
Removing mortar from bricks and cleaning bricks including stacking within a lead of 50 m ( stacks of cleaned bricks shall be measured ) From brick work in lime mortar (PRICE Code: 15.8.2) | 3373.85 | no | PRICE Data | Others | Others
Removing mortar from bricks and cleaning bricks including stacking within a lead of 50 m ( stacks of cleaned bricks shall be measured ) From brick work in cement mortar (PRICE Code: 15.8.3) | 4237.25 | no | PRICE Data | Others | Others
Demolishing stone rubble masonry manually / by mechanical means including stacking of serviceable material and disposal of unserviceable material within 50 metres lead as per direction of Engineer -in- Charges: In Lime Mortor (PRICE Code: 15.9.1) | 717.45 | cum | PRICE Data | Others | Others
Demolishing stone rubble masonry manually / by mechanical means including stacking of serviceable material and disposal of unserviceable material within 50 metres lead as per direction of Engineer -in- Charges: In cement mortar (PRICE Code: 15.9.2) | 1522.95 | cum | PRICE Data | Others | Others
Dismantling dressed stone work ashlar face stone work, marble work or precast concrete work manually / by mechanical means including stacking of serviceable and disposal of unserviceable material within 50 metres lead as per direction of Engineer-in-Charge: In lime mortar (PRICE Code: 15.10.1) | 907.2 | cum | PRICE Data | Others | Others
Dismantling dressed stone work ashlar face stone work, marble work or precast concrete work manually / by mechanical means including stacking of serviceable and disposal of unserviceable material within 50 metres lead as per direction of Engineer-in-Charge: In cement mortar (PRICE Code: 15.10.2) | 1782.2 | cum | PRICE Data | Others | Others
Removing mortar from and cleaning stones and concrete articles ( net quantity of stacks of cleaned materials will be measured): In lime mortar (PRICE Code: 15.11.1) | 299.9 | cum | PRICE Data | Others | Others
Removing mortar from and cleaning stones and concrete articles ( net quantity of stacks of cleaned materials will be measured): In cement mortar (PRICE Code: 15.11.2) | 430.4 | cum | PRICE Data | Others | Others
Dismantling doors, windows and clerestory windows (steel or wood ) shutter including chowkhats, architrave, holdfasts etc. complete and stacking within 50 metres lead: Of area 3 sq. metres and below (PRICE Code: 15.12.1) | 238.3 | each | PRICE Data | Others | Others
Of area beyond 3 sq. metres (PRICE Code: 15.12.2) | 326.1 | each | PRICE Data | Others | Others
Taking out doors, windows and clerestory window shutters (steel or wood ) including stacking within 50 metres lead: Of area 3 sq. metes and below (PRICE Code: 15.13.1) | 92.5 | each | PRICE Data | Others | Others
Taking out doors, windows and clerestory window shutters (steel or wood ) including stacking within 50 metres lead: Of area beyond 3 sq. metres (PRICE Code: 15.13.2) | 122.15 | each | PRICE Data | Others | Others
Dismantling wood work in frames, trusses, purlins and rafters up to 10 metres span and 5 metres height including stacking the material within 50 metres lead: Of sectional area 40 square centimetres and above (PRICE Code: 15.14.1) | 2904.65 | cum | PRICE Data | Others | Others
Dismantling wood work in frames, trusses, purlins and rafters up to 10 metres span and 5 metres height including stacking the material within 50 metres lead: Of sectional area below 40 square centimeters (PRICE Code: 15.14.2) | 11.6 | metre | PRICE Data | Others | Others
Extra for dismantling trusses, rafters, purlins etc. of wood work for every additional span of one metre or par thereof beyond 10 metres: Of sectional area 40 square centimetres and above (PRICE Code: 15.15.1) | 383.25 | cum per meter span | PRICE Data | Others | Others
Extra for dismantling trusses, rafters, purlins etc. of wood work for every additional span of one metre or par thereof beyond 10 metres: Of sectional area below 40 square centimetres (PRICE Code: 15.15.2) | 1.1 | cum per meter span | PRICE Data | Others | Others
Extra for dismantling trusses, rafters, purlins etc. of wood work for every additional height of one metre or part thereof beyond 5 meters: Of sectional area 40 square centimeters and above (PRICE Code: 15.16.1) | 552.35 | cum per meter height | PRICE Data | Others | Others
Extra for dismantling trusses, rafters, purlins etc. of wood work for every additional height of one metre or part thereof beyond 5 meters: Of sectional area below 40 square centimetres (PRICE Code: 15.16.2) | 2.2 | per meter per meter height | PRICE Data | Others | Others
Dismantling steel work in single sections including dismembering and stacking within 50 metes lead in: R.S. Joists (PRICE Code: 15.17.1) | 2.15 | kg | PRICE Data | Others | Others
Dismantling steel work in single sections including dismembering and stacking within 50 metes lead in: Channels, angles, tees and flats (PRICE Code: 15.17.2) | 1.45 | kg | PRICE Data | Others | Others
Dismantling steel work in built up sections in angles, tees, flats and channels including all gusset plates,boltd, nuts, cutting rivets, welding etc. including dismembering and stacking within 50 metres lead. (PRICE Code: 15.18) | 3.6 | kg | PRICE Data | Others | Others
Dismantling steel work manually / by mechanical means in built up sections without dismembering and stacking within 50 metres lead as per directions of Engineer -in-Charge. (PRICE Code: 15.19) | 2.4 | kg | PRICE Data | Others | Others
Extra for dismantling trusses, rafters, purlins etc. of steel work for every additional span of one metre or part thereof beyond 10 metes. (PRICE Code: 15.2) | 0.55 | kg per meter span | PRICE Data | Others | Others
Extra for dismantling trusses, rafters, purlins etc. of steel work for every additional height of one metre or part thereof beyond 5 metres. (PRICE Code: 15.21) | 0.55 | kg per meter height | PRICE Data | Others | Others
Extra for marking of structural steel work required to be re-erected. (PRICE Code: 15.22) | 3 | kg | PRICE Data | Others | Others
Dismantling tile work in floors and roofs laid in cement mortar including stacking material within 50 metres lead. For thickness of tiles 10 mm to 25 mm (PRICE Code: 15.23.1) | 47.65 | sqm | PRICE Data | Others | Others
Dismantling tile work in floors and roofs laid in cement mortar including stacking material within 50 metres lead. For thickness of tiles above 25 mm and up to 40 mm (PRICE Code: 15.23.2) | 74.4 | sqm | PRICE Data | Others | Others
Demolishing dry brick pitching in floors, drains etc. including stacking serviceable material and disposal of unserviceable material with in 50 metes lead: (PRICE Code: 15.24) | 816.5 | cum | PRICE Data | Others | Others
Dismantling stone slab flooring laid in cement mortar including stacking of serviceable material and disposal of unserviceable material within 50 metres lead. (PRICE Code: 15.25) | 165.2 | sqm | PRICE Data | Others | Others
Demolishing brick tile covering in terracing including stacking of serviceable material and disposal of unserviceable material within 50 metres lead. (PRICE Code: 15.26) | 69.1 | sqm | PRICE Data | Others | Others
Demolishing mud phaska in terracing and disposal of material within 50 metres lead. (PRICE Code: 15.27) | 566.3 | cum | PRICE Data | Others | Others
Dismantling roofing including ridges, hips, velleys and gutters etc., and stacking the material within 50 metres lead of : G.S. Sheet (PRICE Code: 15.28.1) | 105.8 | sqm | PRICE Data | Others | Others
Dismantling roofing including ridges, hips, velleys and gutters etc., and stacking the material within 50 metres lead of : Asbestos Sheet (PRICE Code: 15.28.2) | 49.4 | sqm | PRICE Data | Others | Others
Dismantling stone slab roofing over wooden karries or R.C.C. battens ( dismantling karries and battens to be paid for separately ), including stacking of serviceable material and disposal of unserviceable material within 50 metres lead. (PRICE Code: 15.29) | 1651.95 | cum | PRICE Data | Others | Others
Dismantling jack arch roofing and floors including stacking of serviceable material and disposal of unserviceable material within 50 metes lead. (PRICE Code: 15.3) | 157.4 | sqm | PRICE Data | Others | Others
Dismantling tiled roofing with battens, boarding etc. complete including stacking of serviceable material and disposal of unserviceable material within 50 metres lead. (PRICE Code: 15.31) | 130.2 | sqm | PRICE Data | Others | Others
Demolishing thatch roofing including mats, bamboo, jaffari etc. complete including stacking of serviceable material and disposal of un serviceable material within 50 metres lead. (PRICE Code: 15.32) | 35.85 | sqm | PRICE Data | Others | Others
Dismantling wooden ballies in posts and struts including stacking within 50 metre lead. (PRICE Code: 15.33) | 13 | metre | PRICE Data | Others | Others
Dismantling and stacking with in 50 metres lead, fencing posts or struts including all earth work and dismantling of concrete etc. in base of : T or L iron or pipe (PRICE Code: 15.34.1) | 147.8 | each | PRICE Data | Others | Others
Dismantling and stacking with in 50 metres lead, fencing posts or struts including all earth work and dismantling of concrete etc. in base of : R.C.C. (PRICE Code: 15.34.2) | 158.55 | each | PRICE Data | Others | Others
Cutting ballies or wooden posts of fencing at the point of projection above the concrete or ground and stacking the same within 50 metres lead (PRICE Code: 15.35) | 9.65 | each | PRICE Data | Others | Others
Dismantling barbed wire or flexible wire rope in fencing including making rolls and stacking within 50 metres lead. (PRICE Code: 15.36) | 22.8 | kg | PRICE Data | Others | Others
Dismantling wooden trellis work excluding frames but including stacking the serviceable material within 50 metres lead. (PRICE Code: 15.37) | 40.95 | sqm | PRICE Data | Others | Others
Dismantling expanded metal or I.R.C. fabrics with necessary battens and beading including stacking the serviceable material within 50 metres lead. (PRICE Code: 15.38) | 47.75 | sqm | PRICE Data | Others | Others
Dismantling wooden boardings in lining of walls and partitions, excluding supporting members but including stacking with in 50 metres lead: Upto 10 mm thick (PRICE Code: 15.39.1) | 39 | sqm | PRICE Data | Others | Others
Dismantling wooden boardings in lining of walls and partitions, excluding supporting members but including stacking with in 50 metres lead: Thickness above 10mm upto 25 mm (PRICE Code: 15.39.2) | 49.75 | sqm | PRICE Data | Others | Others
Dismantling wooden boardings in lining of walls and partitions, excluding supporting members but including stacking with in 50 metres lead: Thickness above 25 mm upto 40 mm (PRICE Code: 15.39.3) | 57.75 | sqm | PRICE Data | Others | Others
Dismantling precast concrete or stone slabs in walls, partition walls etc. including stacking within 50 metres lead: Thickness upto 40 mm (PRICE Code: 15.40.1) | 180.9 | sqm | PRICE Data | Others | Others
Dismantling precast concrete or stone slabs in walls, partition walls etc. including stacking within 50 metres lead: Thickness above 40 mm upto 75 mm (PRICE Code: 15.40.2) | 271.1 | sqm | PRICE Data | Others | Others
Dismantling cement asbestos or other hard board ceiling or partition walls including stacking of serviceable materials and disposal of unserviceable materials within 50 metres lead. (PRICE Code: 15.41) | 36.45 | sqm | PRICE Data | Others | Others
Dismantling C.I or asbestos rain water pipe with fittings and clamps including stacking the material within 50 metres lead: 75 to 80 mm dia pipe (PRICE Code: 15.42.1) | 46.9 | metre | PRICE Data | Others | Others
Dismantling C.I or asbestos rain water pipe with fittings and clamps including stacking the material within 50 metres lead: 100 mm dia pipe (PRICE Code: 15.42.2) | 48.3 | metre | PRICE Data | Others | Others
Dismantling C.I or asbestos rain water pipe with fittings and clamps including stacking the material within 50 metres lead: 150 mm dia pipe (PRICE Code: 15.42.3) | 49.75 | metre | PRICE Data | Others | Others
Dismantling manually / by mechanical means including stacking of serviceable material and disposal of unserviceable material within 50 metres lead as per direction of Engineer -in-Charge: Water bound macadam road (PRICE Code: 15.43.1) | 135.4 | sqm | PRICE Data | Others | Others
Dismantling manually / by mechanical means including stacking of serviceable material and disposal of unserviceable material within 50 metres lead as per direction of Engineer -in-Charge: Bituminous road (PRICE Code: 15.43.2) | 266.2 | sqm | PRICE Data | Others | Others
Dismantling G.I. pipes ( external work) including excavation and refilling trenches after taking out the pipes, manually / by mechanical means including stacking of pipes within 50 metres lead as per direction of Engineer- in- Charges: 15 mm to 40 mm nominal bore (PRICE Code: 15.44.1) | 93.9 | metre | PRICE Data | Others | Others
Dismantling G.I. pipes ( external work) including excavation and refilling trenches after taking out the pipes, manually / by mechanical means including stacking of pipes within 50 metres lead as per direction of Engineer- in- Charges: Above 40 mm nominal bore (PRICE Code: 15.44.2) | 102.2 | metre | PRICE Data | Others | Others
Dismantling C.I pipes including excavation and refilling trenches after taking out the pipes, manually / by mechanical means breaking lead caulked joints, melting of lead and making into blocks including stacking of pipes & lead at site within 50 metre lead as per direction of Engineer - in- Charge: Up to 150 mm diameter (PRICE Code: 15.45.1) | 259.6 | metre | PRICE Data | Others | Others
Dismantling C.I pipes including excavation and refilling trenches after taking out the pipes, manually / by mechanical means breaking lead caulked joints, melting of lead and making into blocks including stacking of pipes & lead at site within 50 metre lead as per direction of Engineer - in- Charge: Above 150 mm dia upto 300 mm dia (PRICE Code: 15.45.2) | 343 | metre | PRICE Data | Others | Others
Dismantling C.I pipes including excavation and refilling trenches after taking out the pipes, manually / by mechanical means breaking lead caulked joints, melting of lead and making into blocks including stacking of pipes & lead at site within 50 metre lead as per direction of Engineer - in- Charge: Above 300 mm diameter (PRICE Code: 15.45.3) | 447.5 | metre | PRICE Data | Others | Others
Dismantling steel cylinder RC. pipes including excavation and refilling trenches after taking out the pipes, manually /by mechanical means breaking lead caulked joints, melting of lead and making into blocks including stacking of pipes & lead at site within 50 metres lead a s per direction of Engineer - in - Charges: Upto 600 mm diameter (PRICE Code: 15.46.1) | 439.5 | metre | PRICE Data | Others | Others
Dismantling steel cylinder RC. pipes including excavation and refilling trenches after taking out the pipes, manually /by mechanical means breaking lead caulked joints, melting of lead and making into blocks including stacking of pipes & lead at site within 50 metres lead a s per direction of Engineer - in - Charges: Above 600 mm diameter (PRICE Code: 15.46.2) | 1112.7 | metre | PRICE Data | Others | Others
Dismantling asbestos cement pressure pipes including excavation and refilling trenches after taking out the pipes manually / by mechanical means and stacking the pipes within 50 metres lead as per direction of Engineer-in-Charge: Upto 150 mm diameter (PRICE Code: 15.47.1) | 205.65 | metre | PRICE Data | Others | Others
Dismantling asbestos cement pressure pipes including excavation and refilling trenches after taking out the pipes manually / by mechanical means and stacking the pipes within 50 metres lead as per direction of Engineer-in-Charge: Above 150 mm diameter (PRICE Code: 15.47.2) | 249.6 | metre | PRICE Data | Others | Others
Taking out C.I cover with frame from R.C.C. top slab of manholes of various sizes including demolishing of R.C.C. work manually / by mechanical means and stacking of useful materials near the site and disposal of unserviceable materials with 50 metres lead as per direction of Engineer -in- Charge. (PRICE Code: 15.48) | 434.4 | each | PRICE Data | Others | Others
Taking out C.I cover with frame from R C.C. top slab of inspection chambers of various sizes including demolishing of R.C.C. work manually / by mechanical means and stacking of useful materials near the site and disposal of unserviceable materials within 50 metres lead as per direction of Engineer - in-Charge. (PRICE Code: 15.49) | 253.7 | each | PRICE Data | Others | Others
Dismantling of R.C.C. Spun vent shaft including excavating the cement, concrete pit completely, taking out the shaft, refilling the excavated gap, stacking the useful materials near the site and disposal of unserviceable materials within 50 metres lead. (PRICE Code: 15.5) | 2911.6 | each | PRICE Data | Others | Others
Dismantling of road gully chamber of various sizes including C.I. grating with frame including stacking of useful materials near the site and disposal of unserviceable materials within 50 metres lead including refilling the excavated gap. (PRICE Code: 15.51) | 596.15 | each | PRICE Data | Others | Others
Dismantling of flushing cistern of all types (C.I. / PVC/ Vitrous China) including stacking of useful materials near the site and disposal of unserviceable materials within 50 metres lead (PRICE Code: 15.52) | 580.05 | each | PRICE Data | Others | Others
Dismantling of C. I sluice valve including stacking of useful materials within a lead of 50 metres. Upto 150 mm diameter (PRICE Code: 15.53.1) | 207.5 | no | PRICE Data | Others | Others
Dismantling of C. I sluice valve including stacking of useful materials within a lead of 50 metres. Above 150 mm diameter (PRICE Code: 15.53.2) | 762.8 | no | PRICE Data | Others | Others
Dismantling of spindle fire hydrant including stacking of useful materials within 50 metres lead (PRICE Code: 15.54) | 466.7 | no | PRICE Data | Others | Others
Dismantling of cement concrete platform along with curtain walls and base concrete etc. including stacking of useful materials near the site and disposal of unserviceable materials within 50 metres lead; 120 x 120 cm ( outside to outside ) (PRICE Code: 15.55.1) | 683.85 | each | PRICE Data | Others | Others
Dismantling of cement concrete platform along with curtain walls and base concrete etc. including stacking of useful materials near the site and disposal of unserviceable materials within 50 metres lead; 210x120 cm ( outside to outside ) (PRICE Code: 15.55.2) | 1048.9 | each | PRICE Data | Others | Others
Dismantling of cement concrete platform along with curtain walls and base concrete etc. including stacking of useful materials near the site and disposal of unserviceable materials within 50 metres lead; 320x120 cm (outside to outside) (PRICE Code: 15.55.3) | 1484.65 | each | PRICE Data | Others | Others
Dismantling old plaster or skirting raking out joints and cleaning the surface for plaster including disposal of rubbish to the dumping ground within 50 metres lead. (PRICE Code: 15.56) | 33.85 | sqm | PRICE Data | Others | Others
Dismantling aluminium / Gypsum partitions, doors, windows, fixed glazing and false ceiling including disposal of unserviceable surplus material and stacking of serviceable material with in 50 metres lead as directed by Engineer - in-Charge (PRICE Code: 15.57) | 36.45 | sqm | PRICE Data | Others | Others
Demolishing R.C.C. work by mechanical means and stockpiling at designated locations and disposal of dismantled materials up to a lead of 1 kilometre, stacking serviceable and unserviceable material separately including cutting reinforcement bars. (PRICE Code: 15.58) | 1849.1 | cum | PRICE Data | Others | Others
Dismantling of flexible pavement ( bituminous courses ) by mechanical means and disposal of dismantled material up to a lead of 1 kilo metre, as per direction of Engineer-in-charge. (PRICE Code: 15.59) | 278.85 | cum | PRICE Data | Others | Others
Disposal of building rubbish/ malba/ similar unserviceable, dismantled or waste materials by mechanical means, including loading, transporting, unloading to approved municipal dumping ground or as approved by Engineer-in-charge, beyond 50 m initial lead, for all leads including all lifts involved (PRICE Code: 15.6) | 120.55 | cum | PRICE Data | Others | Others
Preparation and consolidation of sub grade with power road roller of 8 to 12 tonne capacity after excavating earth to an average of 22.5 cm depth, dressing to camber and consolidating with road roller including making good the undulations etc. and re-rolling the sub grade and disposal of surplus earth with lead upto 50 metres. (PRICE Code: 16.1) | 136.1 | sqm | PRICE Data | Others | Others
Extra for compaction of earth work in embankment under optimum moisture conditions to give at least 95% of the maximum dry density ( proctor density) (PRICE Code: 16.2) | 15.8 | cum per km | PRICE Data | Others | Others
Supplying and stacking at site. 90 mm to 45 mm size stone aggregate (PRICE Code: 16.3.1) | 1597.4 | cum | PRICE Data | Others | Others
Supplying and stacking at site. 63 mm to 45 mm size stone aggregate (PRICE Code: 16.3.2) | 1333.15 | cum | PRICE Data | Others | Others
Supplying and stacking at site. 53 mm to 22.4 mm size stone aggregate (PRICE Code: 16.3.3) | 1519 | cum | PRICE Data | Others | Others
Supplying and stacking at site. Over burnt (Jhama) brick aggregate 120 mm to 40 mm (PRICE Code: 16.3.4) | 711.75 | cum | PRICE Data | Others | Others
Supplying and stacking at site. Over burnt (Jhama) brick aggregate 90 mm to 45 mm (PRICE Code: 16.3.5) | 688.55 | cum | PRICE Data | Others | Others
Supplying and stacking at site. Stone screening 13.2 mm nominal size (Type A) (PRICE Code: 16.3.6) | 1499.8 | cum | PRICE Data | Others | Others
Supplying and stacking at site. Stone screening 11.2 mm nominal size (Type B) (PRICE Code: 16.3.7) | 1717.6 | cum | PRICE Data | Others | Others
Supplying and stacking at site. Red bajri (PRICE Code: 16.3.8) | 1282.05 | cum | PRICE Data | Others | Others
Supplying and stacking at site. Good earth (PRICE Code: 16.3.9) | 420.05 | cum | PRICE Data | Others | Others
Supplying and stacking at site. Moorum (PRICE Code: 16.3.10) | 701.3 | cum | PRICE Data | Others | Others
Laying, spreading and compacting stone aggregate of specified sizes to WBM specifications in uniform thickness, hand picking, rolling with 3 wheeled road/ vibratory roller 8-10 tonne capacity in stages to proper grade and camber, applying and brooming requisite type of screening / binding material to fill up interstices of coarse aggregate, watering and compacting to the required density. (PRICE Code: 16.4) | 666.05 | cum | PRICE Data | Others | Others
Laying water bound macadam sub- base with brick aggregate and blinding material, earth etc. including screening, sorting and spreading to template and consolidation with light power road-roller etc. complete. (payment for brick aggregate and moorum etc. to be made separately). Over burnt (Jhama) brick aggregate 120 mm to 40 mm (PRICE Code: 16.5.1) | 547.2 | cum | PRICE Data | Others | Others
Laying water bound macadam sub- base with brick aggregate and blinding material, earth etc. including screening, sorting and spreading to template and consolidation with light power road-roller etc. complete. (payment for brick aggregate and moorum etc. to be made separately). Over burnt (Jhama) brick aggregate 90 mm to 45 mm (PRICE Code: 16.5.2) | 547.2 | cum | PRICE Data | Others | Others
Supplying, stacking and spreading 6 mm thick red bajri, watering and rolling complete including preparation of the surface and rolling. With road roller / hand roller (PRICE Code: 16.6.1) | 17.3 | sqm | PRICE Data | Others | Others
Brick edging in full brick width and half brick depth including excavation, refilling and disposal of surplus earth lead upto 50 metres. With common burnt clay F.P.S.(non modular) bricks of class designation 7.5 (PRICE Code: 16.7.1) | 145.7 | metre | PRICE Data | Others | Others
Brick edging laid lengthwise with half brick depth including excavation, refilling and disposal of surplus earth lead upto 50 metres: With common burnt clay F.P.S. (non modular ) bricks of class designation 7.5 (PRICE Code: 16.8.1) | 40.55 | metre | PRICE Data | Others | Others
Scarifying metalled (water - bound) road surface including disposal of rubbish, lead upto 50 m and consolidation of the aggregate received from scarifying with power road roller of 8 to 10 tonne capacity. (PRICE Code: 16.9) | 21.35 | sqm | PRICE Data | Others | Others
Making bajri path including preparation of subgrade, supplying and laying brick aggregate of 50 mm nominal size 7.5 cm deep with blinding material consisting of 12 mm moorum and 12 mm red bajri consolidated with road roller. (PRICE Code: 16.1) | 149.7 | sqm | PRICE Data | Others | Others
Dry stone pitching 22.5 cm thick including supply of stones and preparing surface complete. (PRICE Code: 16.11) | 633.9 | sqm | PRICE Data | Others | Others
Dry brick pitching half brick thick in drains including supply of bricks and preparing the surface complete: With common burnt clay F.P.S. ( non modular) bricks of class designation 7.5 (PRICE Code: 16.12.1) | 493.7 | sqm | PRICE Data | Others | Others
Cutting road and making good the same including supply of extra quantities of materials i.e. aggregate, moorum screening, red bajri and labour required. Water bound macadam (PRICE Code: 16.13.2) | 1975.85 | cum | PRICE Data | Others | Others
Cutting bajri paths and making good the same including supply of extra quantities of brick aggregate, moorum and red bajri required. (PRICE Code: 16.14) | 184.3 | sqm | PRICE Data | Others | Others
Supplying at site: R.C.C. Standards post / struts / rails / pales of mix 1:1.5:3 ( 1 cement : 1.5 coarse sand : 3 graded stone aggregate 12.5 mm nominal size ) with wooden plugs or 6 mm bar nibs wherever required as per direction of Engineer-in-Charge (cost of earth works in excavation, concrete works in foundation to be paid separately) (PRICE Code: 16.15.1) | 23229.45 | cum | PRICE Data | Others | Others
Supplying at site: Welded steel wire fabric of required width having rectangular mesh painted with two or more coats of enamel paint of approved shade over a coat of primer (Priming & painting to be paid for separately) (PRICE Code: 16.15.2) | 64.55 | kg | PRICE Data | Others | Others
Supplying and fixing turn buckles and straining bolts for barbed wire fencing. (PRICE Code: 16.16) | 207.15 | set | PRICE Data | Others | Others
Fencing with R.C.C. post placed at required distance, embedded in cement concrete blocks, every 15th post, last but one end post and corner post shall be strutted on both sides and end post one side only, provided with horizontal lines and two diagonals of barbed wire weighing 9.38 kg per 100 metres (minimum), between the two posts fitted and fixed with G.I staples on wooden plugs or G.I binding wire tied to 6 mm bar nibs fixed while casting the post (cost of R.C.C. posts, struts, earth work and concrete to be paid for separately):- Payment to be made per metre cost of total length of barbed wire used . With G.I barbed wire (PRICE Code: 16.17.1) | 10.45 | metre | PRICE Data | Others | Others
Fencing with angle iron post placed at required distance embedded in cement concrete blocks, every 15th post, last but one end post and corner post shall be strutted on both sides and end post on one side only and provided with horizontal lines and two diagonals interwoven with horizontal wires, of barbed wire weighing 9.38 kg per 100 metres (minimum), between the two posts fitted and fixed with G.I. staples, turn buckles etc. complete. (Cost of posts, struts, earth work and concrete work to be paid for serarately) :- Payment to be made per metre cost of total length of barbed wire used. With G.I. barbed wire (PRICE Code: 16.18.1) | 16.55 | metre | PRICE Data | Others | Others
Supplying at site Angle iron post & strut of required size including bottom to be split and bent at right angle in opposite direction for 10 cm length and drilling holes upto 10 mm dia. etc. complete. (PRICE Code: 16.19) | 80.2 | kilogram | PRICE Data | Others | Others
Welded steel wire fabric fencing with posts of specified material and of standard design placed and embedded in cement concrete block 45x45x60 cm of mix1:5:10(1 cement : 5 fine sand : 10 graded stone aggregate 40 mm nominal size), every 15th post, last but one end post and corner post shall be strutted on both sides and end post on one side only and struts embedded in cement concrete blocks 70x45x50 cm of the same mix, provided with welded steel wire fabric fixed between the posts fitted and fixed with G.I stapes on wooden plugs or tied to 6 mm barnibs with G.I binding wire (cost of posts, welded steel wire fabric, painting, earth work in excavation and concrete to be paid for separately): (PRICE Code: 16.2) | 44.3 | sqm | PRICE Data | Others | Others
Engraving letters in hard stone (PRICE Code: 16.21) | 7.1 | per Letter per cm height | PRICE Data | Others | Others
Providing and fixing 15x15x90 cm boundary stone of hard stone with top 30 cm chisel dressed on all four sides including top (cost of excavation, refilling and concrete etc. to be paid for separately), (PRICE Code: 16.22) | 180.35 | each | PRICE Data | Others | Others
Providing and fixing 15 cm dia at top, 20 cm at bottom and 90 cm high precast reinforced cement concrete 1:1.5:3 ( 1 cement : 1.5 coarse sand: 3 graded stone aggregate 20 mm nominal size) boundary stone as per standard design, including finishing smooth with cement mortar 1:3 ( 1 cement: 3 fine sand) (cost of excavation, refilling and concreting to be paid for separately). (PRICE Code: 16.23) | 576.1 | each | PRICE Data | Others | Others
Providing and fixing precast reinforced cement concrete 1:1.5:3 ( 1 cement : 1.5 coarse sand : 3 graded stone aggregate 20 mm nominal size) Kilo metre stone as per standard design including finishing smooth in 1:3 cement mortar ( 1 cement : 3 fine sand) but excluding the cost of earth work, concrete in foundation, painting and lettering etc. which shall be paid for separately. 35x111x25 cm size (PRICE Code: 16.24.1) | 2004.2 | each | PRICE Data | Others | Others
Providing and fixing precast reinforced cement concrete 1:1.5:3 ( 1 cement : 1.5 coarse sand : 3 graded stone aggregate 20 mm nominal size) Kilo metre stone as per standard design including finishing smooth in 1:3 cement mortar ( 1 cement : 3 fine sand) but excluding the cost of earth work, concrete in foundation, painting and lettering etc. which shall be paid for separately. 50x152.5x25 cm size (PRICE Code: 16.24.2) | 3656.15 | each | PRICE Data | Others | Others
Providing and fixing precast reinforced cement concrete 1:1.5:3 ( 1 cement : 1.5 coarse sand : 3 graded stone aggregate 20 mm nominal size) Kilo metre stone as per standard design including finishing smooth in 1:3 cement mortar ( 1 cement : 3 fine sand) but excluding the cost of earth work, concrete in foundation, painting and lettering etc. which shall be paid for separately. 35x93.5x18cm size (PRICE Code: 16.24.3) | 1342.2 | each | PRICE Data | Others | Others
2.5 cm premix carpet surfacing with 2.25 cum and 1.12 cum of stone chippings of 13.2 mm and 11.2 mm size respectively per 100 sqm and 52 kg and 56 kg of hot bitumen per cum of stone chippings of 13.2 mm and 11.2 mm size respectively, including a tack coat with hot straight run bitumen, including consolidation with road roller of 6 to 9 tonne capacity etc. complete ( tack coat to be paid for separately): With Refinery Modified Bitumen CRMB 55 conforming to IRC:SP:53 - 1999 (PRICE Code: 16.33.3) | 192.9 | sqm | PRICE Data | Others | Others
4 cm thick bitumastic sheet with hot bitumen of approved quality using stone chippings (60% with 12.5 mm nominal size and 40% with 10 mm nominal size) @ 2.60 cum per 100 sqm and coarse sand @ 2.60 cum per 100 sqm of road surface and with bitumen @ 56 kg/ cum of stone chippings and @ 128 kg /cum of sand over a tack coat with hot straight run bitumen , including consolidation with road roller of 8 to 10 tonne etc. complete. (tack coat to be paid separately): With paving Asphalt grade VG - 10 heated and then mixed with solvent at the rate of 70 grams per kg of asphalt (PRICE Code: 16.39.1) | 341.2 | sqm | PRICE Data | Others | Others
Cement concrete 1:2:4 (1 cement : 2 coarse sand : 4 graded stone aggregate 40 mm nominal size ) in pavements, laid to required slope and camber in panels as required including consolidation finishing and tamping complete (PRICE Code: 16.42) | 5938.75 | cum | PRICE Data | Others | Others
Providing and laying design mix cement concrete of M-30 grade, in roads/ taxi tracks/ runways, using cement content as per design mix, using coarse sand and graded stone aggregate of 40 mm nominal size in appropriate proportions as per approved & specified design criteria, providing dowel bars with sleeve/tie bars wherever required, laying at site, spreading and compacting mechanically by using needle and surface vibrators, levelling to required slope/ camber, finishing with required texture, including steel form work with sturdy M.S. channel sections, curing, making provision for contraction / expansion, construction & longitudinal joints ( 10 mm wide x 50 mm deep) by groove cutting machine, providing and filling joints with approved joint filler and sealants, complete all as per direction of Engineer-in-charge ( Item of joint fillers, sealants, dowel bars with sleeve/tie bars to be paid separately). Note: Cement content considered in M-30 is @340 kg/cum. Excess/less cement used as per design mix is payable/ recoverable separately. Cement concrete prepared with batch mixing machine (PRICE Code: 16.43.1) | 7598.15 | cum | PRICE Data | Others | Others
Providing and laying design mix cement concrete of M-30 grade, in roads/ taxi tracks/ runways, using cement content as per design mix, using coarse sand and graded stone aggregate of 40 mm nominal size in appropriate proportions as per approved & specified design criteria, providing dowel bars with sleeve/tie bars wherever required, laying at site, spreading and compacting mechanically by using needle and surface vibrators, levelling to required slope/ camber, finishing with required texture, including steel form work with sturdy M.S. channel sections, curing, making provision for contraction / expansion, construction & longitudinal joints ( 10 mm wide x 50 mm deep) by groove cutting machine, providing and filling joints with approved joint filler and sealants, complete all as per direction of Engineer-in-charge ( Item of joint fillers, sealants, dowel bars with sleeve/tie bars to be paid separately). Note: Cement content considered in M-30 is @340 kg/cum. Excess/less cement used as per design mix is payable/ recoverable separately. Cement concrete manufactured in automatic batching plant (RMC plant) i/c transportation to site in transit mixer (PRICE Code: 16.43.2) | 7946.6 | cum | PRICE Data | Others | Others
Extra for providing and mixing hardening compound of approved quality as per manufacturer's specification in cement concrete. (PRICE Code: 16.44) | 44.15 | Litre | PRICE Data | Others | Others
Providing and fixing in position pre- moulded joint filler in expansion joints. (PRICE Code: 16.45) | 2.65 | per cm depth per cm width per meter length | PRICE Data | Others | Others
Painting runway/ taxi track /apron making with adequate nos of coats to give uniform finish with road marking paint of superior make as approved by the Engineer-in-Charge, i/c cleaning the surface of all dirt, scales, oil grease and other foreign material etc. and lining out complete. New work ( Two or more coats) (PRICE Code: 16.47.1) | 130.95 | sqm | PRICE Data | Others | Others
Painting runway/ taxi track /apron making with adequate nos of coats to give uniform finish with road marking paint of superior make as approved by the Engineer-in-Charge, i/c cleaning the surface of all dirt, scales, oil grease and other foreign material etc. and lining out complete. Old work (One or more coats) (PRICE Code: 16.47.2) | 83.7 | sqm | PRICE Data | Others | Others
Painting road surface marking with adequate nos of coats to give uniform finish with ready mixed road marking paint conforming to IS: 164, on bituminous surface in white / yellow shade, including cleaning the surface of all dirt, scales oil, grease and foreign material etc. complete. New work (Two or more coats) (PRICE Code: 16.48.1) | 187.5 | sqm | PRICE Data | Others | Others
Painting road surface marking with adequate nos of coats to give uniform finish with ready mixed road marking paint conforming to IS: 164, on bituminous surface in white / yellow shade, including cleaning the surface of all dirt, scales oil, grease and foreign material etc. complete. Old work ( One or more coats) (PRICE Code: 16.48.2) | 123 | sqm | PRICE Data | Others | Others
Making bell mouth opening / entrance of size 100x50x50 cm for drainage pipe under footpath, including providing cement concrete 1:3:6 ( 1 cement : 3 coarse sand : 6 graded stone aggregate 20 mm nominal size) for shape of bell mouth, including plastering providing and fixing precast R.C.C/ S.F.R.C. slab including plastering with cement mortar 1:3 ( 1 cement : 3 fine sand) of 6 mm thickness on exposed surface of the slab &bell mouth including centring, shuttering & neat cement punning inside the bell mouth etc. all complete (PRICE Code: 16.49) | 2154.4 | no | PRICE Data | Others | Others
Providing and fixing Glow studs of size 100x20 mm made of heavy duty body shall be moulded ASA (Acrylic styrene Acryloretrite) or HIP (High impact polystyrene) or ABS having electronically welded micro- prismatic lens with abrasion resistant coating as approved by Engineer in charge. The glow stud shall support a load of 13635 kg tested in accordance with ASTM D 4280. The slope of retro-reflective surface shall be 35 (+/-5) degrees to base. The reflective panels on both sides with at least 12cm of reflective area up each side. The luminance intensity should be as per the specification and shall be tested as described in ASTM I : 809 as recommended in BS : 873 part 4 : 1973. The studs shall be fixed to the Road surface using the adhesive conforming to IS, as per procedure recommended by the manufacturer complete and as per direction of Engineer-in-Charge. (PRICE Code: 16.5) | 170.5 | no | PRICE Data | Others | Others
Preparation of sub- base road pavement with commercial dry lime (slaked), fly ash stabilised soil with a mix of 3% lime, 12% fly ash and 85% local suitable soil by weight, so as to achieve minimum field C.B.R. of 20, including mixing, rolling with road roller curing etc. all complete. Minimum thickness 15 cm (PRICE Code: 16.51.1) | 964.5 | cum | PRICE Data | Others | Others
Providing and fixing precast lime fly ash concrete blocks 1:2:3:6 ( 1 lime : 2 fly ash : 3 coarse sand : 6 graded stone aggregate 20 mm nominal size), including finishing with 10 mm thick cement mortar 1:3 ( 1 cement : 3 coarse sand) in foot paths, including preparation of sub grade with a hand rammer, laying 10 mm thick leveling course of fine sand (jamuna sand) and filling the joints with fine sand. (PRICE Code: 16.52) | 9377.9 | sqm | PRICE Data | Others | Others
Providing and fixing concertina coil fencing with punched tape concertina coil 600 mm dia 10 metre openable length (total length 90 m) , having 50 nos rounds per 6 metre length, upto 3 m height of wall with existing angle iron 'Y' shaped placed 2.4 m or 3.00 apart and with 9 horizontal R.B.T. reinforced barbed wire, stud tied with G.I. staples and G.I. clips to retain horizontal, including necessary bolts or G.I. barbed wire tied to angel iron, all complete as per direction of Engineer- in-charge, with reinforced barbed tape (R.B.T.) / Spring core (2.5 mm thick) wire of high tensile strength of 165 kg/ sq mm with tape (0.52 mm thick) and weight 43.478 gm/ metre (cost of M.S. angle, C.C. blocks shall be paid separately) (PRICE Code: 16.53) | 252.45 | metre | PRICE Data | Others | Others
Manufacturing, supplying and fixing retro reflective sign boards made up of 2 mm thick aluminium sheet, face to be fully covered with high intensity encapsulated type heat activated retro reflective sheeting conforming to type - IV of ASTM-D 4956-01 in blue and silver white or other colour combination including subject matter, message (bi-lingual), symbols and borders etc. as per IRC: 67- 2001, pasted on substrate by an adhesive backing which shall be activated by applying heat and pressure conforming to class-2 of ASTM-D-4956-01 and fixing the same with suitable sized aluminium alloy rivets @ 20 cm c/c to back support frame of M.S. angle iron of size 25x25x3 mm along with theft resistant measures, mounted and fixed with 2 Nos M.S. angles of size 35x35x5 mm to a vertical post made up to M.S. Tee section ISMT 50x50x6 mm welded with base plate of size 100x100x 5 mm at the bottom end and including making holes in pipes, angles flats, providing & fixing M.S. message plate of required size, steel work to be painted with two or more coats of synthetic enamel paint of required shade and of approved brand & manufacture over priming coat of zinc chromate yellow primer (vertical MS-Tee support to be painted in black and white colours). Backside of aluminium sheet to be painted with two or more coats of epoxy paint over and including appropriate priming coat including all leads and lifts etc. complete as per drawing , specification and direction of Engineer-in-Charge. Mandatory / Regulatory sign boards of 900 mm diametre with support length of 3750 mm (PRICE Code: 16.59.1) | 5206.45 | each | PRICE Data | Others | Others
Manufacturing, supplying and fixing retro reflective sign boards made up of 2 mm thick aluminium sheet, face to be fully covered with high intensity encapsulated type heat activated retro reflective sheeting conforming to type - IV of ASTM-D 4956-01 in blue and silver white or other colour combination including subject matter, message (bi-lingual), symbols and borders etc. as per IRC: 67- 2001, pasted on substrate by an adhesive backing which shall be activated by applying heat and pressure conforming to class-2 of ASTM-D-4956-01 and fixing the same with suitable sized aluminium alloy rivets @ 20 cm c/c to back support frame of M.S. angle iron of size 25x25x3 mm along with theft resistant measures, mounted and fixed with 2 Nos M.S. angles of size 35x35x5 mm to a vertical post made up to M.S. Tee section ISMT 50x50x6 mm welded with base plate of size 100x100x 5 mm at the bottom end and including making holes in pipes, angles flats, providing & fixing M.S. message plate of required size, steel work to be painted with two or more coats of synthetic enamel paint of required shade and of approved brand & manufacture over priming coat of zinc chromate yellow primer (vertical MS-Tee support to be painted in black and white colours). Backside of aluminium sheet to be painted with two or more coats of epoxy paint over and including appropriate priming coat including all leads and lifts etc. complete as per drawing , specification and direction of Engineer-in-Charge. Cautionary / warning sign boards of equilateral triangular shape having each side of 900 mm with support length of 3650 mm (PRICE Code: 16.59.2) | 3936.3 | each | PRICE Data | Others | Others
Manufacturing, supplying and fixing retro reflective overhead signage boards made up of 2 mm thick aluminimum sheet, face to be fully covered with high intensity and encapsulated lens type heat activated retro reflective sheeting conforming to type - lll of ASTM-D-4956-01 as approved by Engineer-in-Charge, letters, borders etc. as per IRC: 67-2001 in silver white with blue colour back ground and with high intensity grade, pasted on substrate by pressure sensitive adhesive backing which shall be activated by applying pressure conforming to class ll of ASTM -D-4956-01 and fixing the same to the plate of structural frame work by means of suitable sized aluminimum alloys, rivets or bolts & nuts @ 300 mm centre to centre all along the periphery as well as in two vertical rows along with theft resistant measures, including the cost of painting with two or more coats of epoxy paint in grey colour on the back side of aluminimum sheet including appropriate priming coat. The rate includes the cost of rounding off the corners, lowering down the structural frame work from the gantry, fixing and erecting the same in position all complete as per drawings, specification and direction of the Engineer-in-Charges. (Structural frame work including M.S. plate to be provided separately. Rectangular area of the sheet only shall be measured for payment ). Overhead informatory road signage (PRICE Code: 16.60.1) | 4587.55 | sqm | PRICE Data | Others | Others
Providing Retro - reflective regulatory sign board of size 900 mm diameter made out of 2 mm thick aluminium sheet, face to be fully covered with high intensity encapsulated lens type retro reflective sheeting as approved by Engineer-in-Charge. Letter, symbols, borders etc. will be as per IRC. 67 with required colour scheme on the boards and with the high intensity grade A. The aluminium sheet to be riveted to M.S. frame of M.S. angle 50x50x4 mm , 4 m long welded to the frame with adequate anti-theft arrangement. Sheet work to be painted with two or more coats of synthetic enamel paint over an under coat ( primer ) and back side of aluminium sheet to be painted with two or more coats of epoxy paint including appropriate priming coat complete in all respects as per direction of Engineer- in-charge . (PRICE Code: 16.61) | 5842.9 | each | PRICE Data | Others | Others
Providing and applying 2.5 mm thick road marking strips ( retro - reflective ) of specified shade / colour using hot thermoplastic material by fully / semi automatic thermoplastic paint applicator machine fitted with profile shoe, glass beads dispenser, propane tank heater and profile shoe heater, driven by experienced operator on road surface including cost of material, labour, T & P, cleaning the road surface of all dirt, seals, oil grease and foreign material etc. complete as per direction of Engineer - incharge and accordance with applicable specifications . (PRICE Code: 16.62) | 527.2 | sqm | PRICE Data | Others | Others
Providing, laying and making kerb channel 30 cm wide and 50 mm thick with cement concrete 1:3:6 ( 1 cement : 3 coarse sand : 6 graded stone aggregate 20 mm nominal size) over 75 mm bed of dry brick ballast 40 mm nominal size, well rammed and consolidated and grouted with fine sand, including finishing the top smooth etc. complete and as per direction Engineer - in-Charge. (PRICE Code: 16.63) | 419.3 | sqm | PRICE Data | Others | Others
Providing and laying 75 mm thick compacted bed of dry brick aggregate of 40 mm thick nominal size including spreading, well ramming, consolidating and grouting with jamuna sand, including finishing smooth etc. complete as per direction of Engineer-in- Charge. (PRICE Code: 16.64) | 153.4 | sqm | PRICE Data | Others | Others
Providing and fixing post delineators made of ABS round body fitted with 2 nos 100 mm dia high reflective reflectors and mounted on MS pipe of 65 mm dia duly powder coated anti-rust and anti theft steel to be installed as per direction of Engineer-in-Charge. (PRICE Code: 16.65) | 620.25 | each | PRICE Data | Others | Others
Excavating holes upto 0.10 cum including getting out the excavated soil, then returning the soil as deported in layers not exceeding 20 cm in depth, including consolidating and deposited layer by ramming watering etc., disposing of surplus excavated soil as directed with in a lead of 50 mm and lift upto 1.5 m All kind of soil (PRICE Code: 16.66.1) | 22.95 | no | PRICE Data | Others | Others
Providing and fixing at or near ground level factory made RCC pavement slab of M - 30 grade of size 450 x450x50 mm, including reinforcement with 6 mm dia M.S. bars 4 nos on each side, including setting in position in footpath to the required level and line over a bed of 20 mm average thick cement mortar 1:5 ( 1 cement : 5 coarse sand), having joint thickness not mote than 5 mm except on curve, including filling of joints with same cement mortar and making grooves etc. complete as per direction of Engineer-in-Charge. (PRICE Code: 16.67) | 1097.85 | sqm | PRICE Data | Others | Others
Providing and laying 60 mm thick factory made cement concrete interlocking paver block of M - 30 grade made by block making machine with strong vibratory compaction, of approved size, design & shape, laid in required colour and pattern over and including 50 mm thick compacted bed of coarse sand, filling the joints with fine sand etc. all complete as per the direction of Engineer-in-charge. (PRICE Code: 16.68) | 746.05 | sqm | PRICE Data | Others | Others
Providing and laying at or near ground level factory made kerb stone of M-25 grade cement concrete in position to the required line, level and curvature jointed with cement mortar 1:3 ( 1 cement : 3 coarse sand) , including making joints with or without grooves ( thickness of joints except at sharp curve shall not to more than 5 mm), including making drainage opening wherever required complete etc. as per direction of Engineer-in-charge ( length of finished kerb edging shall be measured for payment ). ( Precast C.C. kerb stone shall be approved by Engineer-in-Charge) (PRICE Code: 16.69) | 7271.55 | cum | PRICE Data | Others | Others
Providing and fixing G.I. chain link fabric fencing of required width in mesh size 50x50 mm including strengthening with 2 mm dia wire or nuts , bolts and washers as required complete as per the direction of Engineer-in- charge. Made of G.I. wire of dia 4 mm (PRICE Code: 16.70.1) | 692.1 | sqm | PRICE Data | Others | Others
Providing and fixing G.I. chain link fabric fencing of required width in mesh size 50x50 mm including strengthening with 2 mm dia wire or nuts , bolts and washers as required complete as per the direction of Engineer-in- charge. Made of G.I wire of dia 4 mm. PVC coated to achieve outer dia. not less than 5 mm in required colour and shade (PRICE Code: 16.70.2) | 716.45 | sqm | PRICE Data | Others | Others
Providing and fixing G.I. chain link fabric fencing of required width in mesh size 25x25 mm made of G.I wire of dia 3 mm including strengthening with 2 mm dia wire or nuts, bolts and washers as required complete as per the direction of Engineer - in- Charge. (PRICE Code: 16.71) | 789.65 | sqm | PRICE Data | Others | Others
Supplying and stacking of hard stone ( for stone pitching ) 22.5 cm thick at stie. (PRICE Code: 16.72) | 838.7 | cum | PRICE Data | Others | Others
Dry stone pitching 22.5 cm thick laid in courses and required profile with hammer dressed stones having no side less than 15 cm, with minimum depth of 20 cm including preparing the bedding surface etc. all complete ( Payment for stone to be made separately) (PRICE Code: 16.73) | 423 | sqm | PRICE Data | Others | Others
75 mm thick back filling for pitching including supplying of required materials and consolidation etc. complete with: Moorum (PRICE Code: 16.74.1) | 64.15 | sqm | PRICE Data | Others | Others
75 mm thick back filling for pitching including supplying of required materials and consolidation etc. complete with: Stone aggregate 20 mm nominal size (PRICE Code: 16.74.2) | 140.85 | sqm | PRICE Data | Others | Others
75 mm thick back filling for pitching including supplying of required materials and consolidation etc. complete with: Stone aggregate 40 mm nominal size (PRICE Code: 16.74.3) | 137.3 | sqm | PRICE Data | Others | Others
Providing and laying C.C pavement of mix M-25 with ready mixed concrete from batching plant. The ready mixed concrete shall be laid and finished with screed board vibrator, vacuum dewatering process and finally finished by floating brooming with wire brush etc. complete as per specifications and directions of Engineer-in-charge ( The panel shuttering work shall be paid for separately) (PRICE Code: 16.75) | 7520.6 | cum | PRICE Data | Others | Others
Deduct for using of M- 20 grade concrete instead of M-25 grade concrete in C.C. pavement . (PRICE Code: 16.76) | 163.45 | cum | PRICE Data | Others | Others
Scarifying the existing bituminous road surface to a depth of 50 mm and disposal of scarified material within all lifts and lead upto 1 km ( by mechanical means). (PRICE Code: 16.77) | 4.15 | sqm | PRICE Data | Others | Others
Construction of granular sub- base by Providing close graded Material conforming to specifications, mixing in a mechanical mix plant at OMC, Carriage of mixed material by tippers to work site, for all leads & lifts, spreading in uniform layers of specified thickness with motor grader on prepared surface and compacting with vibratory power roller to achieve the desired density, complete as per specifications and directions of Engineer-in- Charge. With Material conforming to Grade - I ( size range 75 mm to 0.075 mm) having CBR Value- 30 (PRICE Code: 16.78.1) | 2185.7 | cum | PRICE Data | Others | Others
Construction of granular sub- base by Providing close graded Material conforming to specifications, mixing in a mechanical mix plant at OMC, Carriage of mixed material by tippers to work site, for all leads & lifts, spreading in uniform layers of specified thickness with motor grader on prepared surface and compacting with vibratory power roller to achieve the desired density, complete as per specifications and directions of Engineer-in- Charge. With material conforming to Grade-II (size range 53 mm to 0.075 mm ) having CBR Value-25 (PRICE Code: 16.78.2) | 2289.55 | cum | PRICE Data | Others | Others
Construction of granular sub- base by Providing close graded Material conforming to specifications, mixing in a mechanical mix plant at OMC, Carriage of mixed material by tippers to work site, for all leads & lifts, spreading in uniform layers of specified thickness with motor grader on prepared surface and compacting with vibratory power roller to achieve the desired density, complete as per specifications and directions of Engineer-in- Charge. With material conforming to Grade - III ( size range 26.5 mm to 0.075 mm) having CBR Value - 20 (PRICE Code: 16.78.3) | 2148.3 | cum | PRICE Data | Others | Others
Providing , laying spreading and compacting graded stone aggregate ( size range 53 mm to 0.075 mm) to wet mix macadam (WMM) specification including premixing the material with water at OMC in mechanical mix plant, carriage of mixed material by tipper to site, for all leads & lifts, laying in uniform layers with mechanical paver finisher in sub - base / base course on well prepared surface and compacting with vibratory roller of 8 to 10 tonne capacity to achieve the desired density, complete as per specifications and directions of Engineer - in- Charge. (PRICE Code: 16.79) | 2293.05 | cum | PRICE Data | Others | Others
Construction of dry lean cement concrete sub base over a prepared sub - grade with coarse and fine aggregate conforming to IS : 383, the size of coarse aggregate not exceeding 25 mm, aggregate cement ration not to exceed 15:1, aggregate gradation after blending to be as per specification, cement content not to be less than 150 Kg/ cum, optimum moisture content to be determined during trial length construction, concrete strength not to be less than 10 Mpa at 7 days, mixed in a batching plant, transported to site, for all leads & lifts, laid with a mechanical paver, compacting with 8-10 tonne vibratory roller, finishing and curing etc. complete as per direction of Engineer-in-charge (PRICE Code: 16.8) | 3369.9 | cum | PRICE Data | Others | Others
Providing and erecting 2.00 metre high temporary barricading at site as per drawing / direction of Engineer - in - Charge which includes writing and painting, arrangement for traffic diversion such as traffic signals during construction at site for day and night, glow lamps, reflective signs, marking, flags, caution tape as directed by the Engineer - in-Charge. The barricading provided shall be retained in position at site continuously i/c shifting of barricading from one location to another location as many times as required during the execution of the entire work till its completion. Rate include its maintenance for damages, painting, all incidentals, labour materials, equipments and works required to executed the job . The barricading shall not be removed without prior approval of Engineer-nin-Charge. (Note:- One time payment shall be made for providing barricading from star of work till completion of work i/c shifting. The barricading provided shall remain to be the property of the contractor on completion of the work). (PRICE Code: 16.81) | 2228.1 | metre | PRICE Data | Others | Others
Taking out existing kerb stones of all types from footpath/ central verge, including removal of mortar etc., disposal of unserviceable material to the dumping ground, for which payment shall be made separately and stacking of serviceable material within 50 metre lead as per direction of Engineer-in-Charge. (PRICE Code: 16.82) | 24.35 | metre | PRICE Data | Others | Others
Taking out existing CC interlocking paver blocks from footpath/ central verge, including removal of rubbish etc., disposal of unserviceable material to the dumping ground, for which payment shall be made separately and stacking of serviceable material within 50 metre lead as per direction of Engineer-in-Charge. (PRICE Code: 16.83) | 81.65 | sqm | PRICE Data | Others | Others
Laying old cement concrete interlocking paver blocks of any design/ shape laid in required line, level, curvature, colour and pattern over and including 50 mm thick compacted bed of coarse sand, filling the joints with fine sand etc. all complete as per the direction of Engineer-in-charge. (Old CC paver blocks shall be supplied by the department free of cost.) (PRICE Code: 16.84) | 281.45 | sqm | PRICE Data | Others | Others
Laying at or near ground level old kerb stones of all types in position to the required line, level and curvature, jointed with cement mortar 1:3 ( 1 cement : 3 coarse sand), including making joints with or without grooves ( thickness of joints, except at sharp curve, shall not be more than 5 mm), including making drainage opening wherever required etc. complete as per direction of Engineer-in-charge. (Length of finished kerb edging shall be measured for payment) . (Old kerb stones shall be supplied by the department free of cost) (PRICE Code: 16.85) | 72 | metre | PRICE Data | Others | Others
Providing and laying gang saw cut 18 mm thick, mirror polished pre moulded and pre polished machine cut granite stone of required size and shape of approved shade, colour and texture in footpath, flooring in road side plazas and similar locations, laid over 20 mm thick base of cement mortar 1:4 (1 cement : 4 coarse sand) including grouting the joints with white cement mixed with matching pigment, epoxy touch ups etc. complete as per direction of Engineer-in-charge. Area less than 0.50 sqm. (PRICE Code: 16.86.1) | 3234.55 | sqm | PRICE Data | Others | Others
Providing and laying gang saw cut 30 mm thick, mirror polished pre moulded and pre polished machine cut granite stone of required size and shape of approved shade, colour and texture in footpath, flooring in road side plazas and similar locations, laid over 20mm thick base of cement mortar 1:4 (1 cement : 4 coarse sand) including grouting the joints with white cement mixed with matching pigment, epoxy touch ups etc. complete as per direction of Engineer-in-charge. Area less than 0.50 sqm. (PRICE Code: 16.87.1) | 3478.45 | sqm | PRICE Data | Others | Others
Providing and laying matt finished vitrified tile of size 100x100x16mm having water absorption less than 0.5% and conforming to IS: 15622 of approved make in all colours and shades in out door floors such as footpath, court yard multi models etc., laid on 20 mm thick base of cement mortar 1:4 (1 cement : 4 coarse sand) in all shapes & patterns including grouting the joints with white cement mixed with matching pigments etc. complete as direction of Engineer-in-Charge. (PRICE Code: 16.88) | 1678.75 | sqm | PRICE Data | Others | Others
Providing and laying matt finished vitrified tile of size 300x300x9.8mm having with water absorption less than 0.5% and conforming to IS: 15622 of approved make in all colours and shades in for outdoor floors such as footpath, court yard, multi models location etc., laid on 20mm thick base of cement mortar 1:4 (1 cement : 4 coarse sand) in all shapes & patterns including grouting the joints with white cement mixed with matching pigments etc. complete as per direction of Engineer-in-Charge. (PRICE Code: 16.89) | 1098 | sqm | PRICE Data | Others | Others
Providing and laying tactile tile (for vision impaired persons as per standards) of size 300x300x9.8mm having with water absorption less than 0.5% and conforming to IS: 15622 of approved make in all colours and shades in for outdoor floors such as footpath, court yard, multi modals location etc., laid on 20mm thick base of cement mortar 1:4 (1 cement : 4 coarse sand) in all shapes & patterns including grouting the joints with white cement mixed with matching pigments etc. complete as per direction of Engineer-in-Charge. (PRICE Code: 16.9) | 1678.75 | sqm | PRICE Data | Others | Others
Providing and laying factory made chamfered edge Cement Concrete paver blocks in footpath, parks, lawns, drive ways or light traffic parking etc, of required strength, thickness & size/ shape, made by table vibratory method using PU mould, laid in required colour & pattern over 50mm thick compacted bed of sand, compacting and proper embedding/laying of inter locking paver blocks into the sand bedding layer through vibratory compaction by using plate vibrator, filling the joints with sand and cutting of paver blocks as per required size and pattern, finishing and sweeping extra sand. complete all as per direction of Engineer-in-Charge. 60mm thick cement concrete paver block of M-35 grade with approved colour, design & pattern. (PRICE Code: 16.91.1) | 768.1 | sqm | PRICE Data | Others | Others
Providing and laying factory made chamfered edge Cement Concrete paver blocks in footpath, parks, lawns, drive ways or light traffic parking etc, of required strength, thickness & size/ shape, made by table vibratory method using PU mould, laid in required colour & pattern over 50mm thick compacted bed of sand, compacting and proper embedding/laying of inter locking paver blocks into the sand bedding layer through vibratory compaction by using plate vibrator, filling the joints with sand and cutting of paver blocks as per required size and pattern, finishing and sweeping extra sand. complete all as per direction of Engineer-in-Charge. 80 mm thick C.C. paver block of M-30 grade with approved color design and pattern. (PRICE Code: 16.91.2) | 827.35 | sqm | PRICE Data | Others | Others
Providing and fixing 10x10x7.50 cm Granite stone block hand cut and chisel dressed on top, for paving in floors, drains etc. laid over 20mm thick base mortar 1:4 (1 cement : 4 coarse sand) with joints 10 mm wide filled with same mortar including ruled pointing etc. complete as per direction of engineer-in-charge (PRICE Code: 16.92) | 1647.7 | sqm | PRICE Data | Others | Others
Providing and placing in position 100mm thick factory made machine batched & ma chine mixed Precast RCC Rectangular Covers on drains of footpath of various sizes,of M-25 grade cement concrete for RCC work, including cost of centering, shuttering, reinforcement of 8mm dia TMT bars of Fe 500 grade @ maximum 100mm c/c on both ways , neat cement punning on finished surface, properly encased on all edges with 1.6 mm thick , 100mm wide MS sheet duly painted over priming coat , reinforcement to be welded at edges with MS sheet and providing 2 Nos. 12 mm dia bar for hooks etc i/c cost of cartage ,all leads & lift, handling at site etc. all complete as per direction of Engineer-in-Charge . (PRICE Code: 16.93) | 2198.05 | sqm | PRICE Data | Others | Others
Providing & making Gabion structure with Mechanically Woven Double Twisted Hexagonal Shaped Wire mesh Gabion Boxes as per IS 16014:2012,MORTH Clause 2500, of required size, Mesh Type 10x12 (D=100 mm with tolerance of ? 2%) Zinc coated, Mesh wire diameter 3.0 mm, mechanically edged/selvedged with partitions at every 1m interval and shall have minimum 10 numbers of openings per meter of mesh perpendicular to twist, tying with lacing wire of diameter 2.2mm, supplied @ 3% by weight of Gabion boxes, filled with boulders with least dimension of 200 mm, as per drawing, all complete as per direction of Engineer-in-charge. (PRICE Code: 16.94) | 2920.1 | sqm | PRICE Data | Others | Others
Providing & making Gabion structure with Mechanically Woven Double Twisted Hexagonal Shaped Wire mesh Gabion Boxes as per IS 16014:2012,MORTH Clause 2500, of required size, Mesh Type 10x12 (D=100 mm with tolerance of +/- 2%) Zinc coated, Mesh wire diameter 3.0 mm, mechanically edged/selvedged with partitions at every 1m interval and shall have minimum 10 numbers of openings per meter of mesh perpendicular to twist, tying with lacing wire of diameter 2.2mm, supplied @3% by weight of Gabion boxes, filled with boulders with least dimension of 200 mm, as per drawing, all complete as per direction of Engineer-in-charge. (PRICE Code: 16.94.1) | 2920.1 | cum | PRICE Data | Others | Others
Providing & making Gabion structure with Mechanically Woven Double Twisted Hexagonal Shaped Wire mesh Gabion Boxes as per IS 16014:2012,MORTH Clause 2500, of required size, Mesh Type 10x12(D=100 mm with tolerance of ± 2%) Zinic+PVC coated, Mesh wire diameter2.7/3.7mm, mechanically edged/selvedged with partitions at every 1m interval and shall have minimum 10 numbers of openings per meter of mesh perpendicular to twist, tying with lacing wire of diameter 2.2/3.2mm(ID/OD), supplied @3% by weight of Gabion boxes, filled with boulders with least dimension of 200 mm, as per drawing, all complete as per directions of Engineer-in-charge. (PRICE Code: 16.95) | 3111.8 | cum | PRICE Data | Others | Others
Providing & making Gabion structure with Mechanically Woven Double Twisted Hexagonal Shaped Wire mesh Gabion Boxes as per IS 16014:2012,MORTH Clause 2500, of required size, Mesh Type 10x12(D=100 mm with tolerance of ±2%), Zinic+10% Al alloy+PVC coated, Mesh wire diameter 2.7/3.7mm (ID/OD), mechanically edged/ selvedged with partitions at every 1m interval and shall have minimum 10 numbers of openings per meter of mesh perpendicular to twist, tying with lacing wire of diameter 2.2/3.2mm(ID/OD), supplied @3% by weight of Gabion boxes, filled with boulders with least dimension of 200 mm, as per drawing, all complete as per directions of Engineer-in-charge (PRICE Code: 16.96) | 3558.95 | cum | PRICE Data | Others | Others
Providing and laying design mix cement concrete of M-30 grade, in roads/ taxi tracks/ runways, using cement content as per design mix, using coarse sand and graded stone aggregate of 40 mm nominal size in appropriate proportions as per approved & specified design criteria, providing dowel bars with sleeve/tie bars wherever required, laying at site, spreading and compacting mechanically by using needle and surface vibrators, levelling to required slope/ camber, finishing with required texture, including steel form work with sturdy M.S. channel sections, curing, making provision for contraction / expansion, construction & longitudinal joints ( 10 mm wide x 50 mm deep) by groove cutting machine, providing and filling joints with approved joint filler and sealants, complete all as per direction of Engineer-in-charge ( Item of joint fillers, sealants, dowel bars with sleeve/tie bars to be paid separately). Note: Cement content considered in M-30 is @340 kg/cum. Excess/less cement used as per design mix is payable/ recoverable separately. Annexure 'A' to Item number 16.43 (PRICE Code: 16.43A) | 370.5 | cum | PRICE Data | Others | Others
Providing and laying design mix cement concrete of M-30 grade, in roads/ taxi tracks/ runways, using cement content as per design mix, using coarse sand and graded stone aggregate of 40 mm nominal size in appropriate proportions as per approved & specified design criteria, providing dowel bars with sleeve/tie bars wherever required, laying at site, spreading and compacting mechanically by using needle and surface vibrators, levelling to required slope/ camber, finishing with required texture, including steel form work with sturdy M.S. channel sections, curing, making provision for contraction / expansion, construction & longitudinal joints ( 10 mm wide x 50 mm deep) by groove cutting machine, providing and filling joints with approved joint filler and sealants, complete all as per direction of Engineer-in-charge ( Item of joint fillers, sealants, dowel bars with sleeve/tie bars to be paid separately). Note: Cement content considered in M-30 is @340 kg/cum. Excess/less cement used as per design mix is payable/ recoverable separately. Annexure 'B' to Item number 16.43 (PRICE Code: 16.43B) | 814.45 | cum | PRICE Data | Others | Others
Providing and fixing rectangular high density polyethylene water storage loft tank with cover, conforming to ISI : 12701, colour of opaque white or as approved by Engineer-in-charge. The rate includes making necessary holes for inlet, outlet & over flow pipes. The base support i/c fittings & fixtures for tank shall be paid separately. (PRICE Code: 16.48A) | 7.65 | Litre | PRICE Data | Others | Others
Providing and fixing precast lime fly ash concrete blocks 1:2:3:6 ( 1 lime : 2 fly ash : 3 coarse sand : 6 graded stone aggregate 20 mm nominal size), including finishing with 10 mm thick cement mortar 1:3 ( 1 cement : 3 coarse sand) in foot paths, including preparation of sub grade with a hand rammer, laying 10 mm thick leveling course of fine sand (jamuna sand) and filling the joints with fine sand. Sub Analysis X for sub analysis item Number 16.52Y (PRICE Code: 16.52X) | 2442.95 | cum | PRICE Data | Others | Others
Providing and fixing precast lime fly ash concrete blocks 1:2:3:6 ( 1 lime : 2 fly ash : 3 coarse sand : 6 graded stone aggregate 20 mm nominal size), including finishing with 10 mm thick cement mortar 1:3 ( 1 cement : 3 coarse sand) in foot paths, including preparation of sub grade with a hand rammer, laying 10 mm thick leveling course of fine sand (jamuna sand) and filling the joints with fine sand. Sub Analysis Y for item Number 16.52 (PRICE Code: 16.52Y) | 3361 | cum | PRICE Data | Others | Others
Providing and erecting 2.00 metre high temporary barricading at site as per drawing / direction of Engineer - in - Charge which includes writing and painting, arrangement for traffic diversion such as traffic signals during construction at site for day and night, glow lamps, reflective signs, marking, flags, caution tape as directed by the Engineer - in-Charge. The barricading provided shall be retained in position at site continuously i/c shifting of barricading from one location to another location as many times as required during the execution of the entire work till its completion. Rate include its maintenance for damages, painting, all incidentals, labour materials, equipments and works required to executed the job . The barricading shall not be removed without prior approval of Engineer-nin-Charge. (Note:- One time payment shall be made for providing barricading from star of work till completion of work i/c shifting. The barricading provided shall remain to be the property of the contractor on completion of the work). Sub analysis item for material component of Item No. 16.81 (PRICE Code: 16.81X) | 43.15 | metre | PRICE Data | Others | Others
Providing and fixing water closet squatting pan (Indian type W.C. pan) with 100 mm Sand Cast Iron P or S trap, 10 litter low level white P.V.C.flushing cistern, including flush pipe, manually controlled device (handle lever) conforming to IS : 7231, with all fittings and fixtures complete, including cutting and making good the walls and floors wherever require: White Vitreous china Orissa pattern W.C. pan of size 580x440 mm with integral type foot rests (PRICE Code: 17.1.1) | 4706.55 | each | PRICE Data | Others | Others
Providing and fixing water closet squatting pan (Indian type W.C. pan) with 100 mm Sand Cast Iron P or S trap, 10 litter low level white P.V.C.flushing cistern, including flush pipe, manually controlled device (handle lever) conforming to IS : 7231, with all fittings and fixtures complete, including cutting and making good the walls and floors wherever require: Stainless Steel AISI-304 (18/8) orissa pattern W.C. pan of size 585x 480 with flush pipe and integrated type foot rests (PRICE Code: 17.1.2) | 8539.5 | each | PRICE Data | Others | Others
Providing and fixing white vitreous china pedestal type water closet (European type W.C. pan) with seat and lid, 10 litre low level white P.V.C. flushing cistern, including flush pipe, with manually controlled device (handle lever), conforming to IS : 7231, with all fittings and fixtures complete, including cutting and making good the walls and floors wherever required: W.C. pan with ISI marked white solid plastic seat and lid (PRICE Code: 17.2.1) | 4567.2 | each | PRICE Data | Others | Others
Providing and fixing white vitreous china pedestal type water closet (European type W.C. pan) with seat and lid, 10 litre low level white P.V.C. flushing cistern, including flush pipe, with manually controlled device (handle lever), conforming to IS : 7231, with all fittings and fixtures complete, including cutting and making good the walls and floors wherever required: W.C. pan with ISI marked black solid plastic seat and lid (PRICE Code: 17.2.2) | 4462.65 | each | PRICE Data | Others | Others
Providing and fixing white vitreous china pedestal type water closet (European type) with seat and lid, 10 litre low level white vitreous china flushing cistern & C.P. flush bend with fittings & C.I. brackets, 40 mm flush bend, overflow arrangement with specials of standard make and mosquito proof coupling of approved municipal design complete, including painting of fittings and brackets, cutting and making good the walls and floors wherever required : W.C. pan with ISI marked white solid plastic seat and lid (PRICE Code: 17.3.1) | 5803.45 | each | PRICE Data | Others | Others
Providing and fixing white vitreous china pedestal type water closet (European type) with seat and lid, 10 litre low level white vitreous china flushing cistern & C.P. flush bend with fittings & C.I. brackets, 40 mm flush bend, overflow arrangement with specials of standard make and mosquito proof coupling of approved municipal design complete, including painting of fittings and brackets, cutting and making good the walls and floors wherever required : W.c. pan with ISI marked black solid plastic seat and lid (PRICE Code: 17.3.2) | 5698.9 | each | PRICE Data | Others | Others
Providing and fixing white vitreous china flat back or wall corner type lipped front urinal basin of 430x260x350 mm and 340x410x265 mm sizes respectively with automatic flushing cistern with standard flush pipe and C.P. brass spreaders with brass unions and G.I. clamps complete, including painting of fittings and brackets, cutting and making good the walls and floors wherever required: One urinal basin with 5 litre white P.V.C. automatic flushing cistern (PRICE Code: 17.4.1) | 4325.2 | each | PRICE Data | Others | Others
Providing and fixing white vitreous china flat back or wall corner type lipped front urinal basin of 430x260x350 mm and 340x410x265 mm sizes respectively with automatic flushing cistern with standard flush pipe and C.P. brass spreaders with brass unions and G.I. clamps complete, including painting of fittings and brackets, cutting and making good the walls and floors wherever required: Range of two urinal basins with 5 litre white P.V.C. automatic flushing cistern (PRICE Code: 17.4.2) | 6665.25 | each | PRICE Data | Others | Others
Providing and fixing white vitreous china flat back or wall corner type lipped front urinal basin of 430x260x350 mm and 340x410x265 mm sizes respectively with automatic flushing cistern with standard flush pipe and C.P. brass spreaders with brass unions and G.I. clamps complete, including painting of fittings and brackets, cutting and making good the walls and floors wherever required: Range of three urinal basins with 10 litre white P.V.C. automatic flushing cistern (PRICE Code: 17.4.3) | 9206.75 | each | PRICE Data | Others | Others
Providing and fixing white vitreous china flat back or wall corner type lipped front urinal basin of 430x260x350 mm and 340x410x265 mm sizes respectively with automatic flushing cistern with standard flush pipe and C.P. brass spreaders with brass unions and G.I. clamps complete, including painting of fittings and brackets, cutting and making good the walls and floors wherever required: Range of four urinal basins with 10 litre white P.V.C. automatic flushing cistern (PRICE Code: 17.4.4) | 12716.75 | each | PRICE Data | Others | Others
Providing and fixing white vitreous china flat back half stall urinal of size 580x380x350 mm with white PVC automatic flushing cistern, with fittings, standard size C.P. brass flush pipe, spreaders with unions and clamps (all in C.P. brass) with waste fitting as per IS : 2556, C.I. trap with outlet grating and other couplings in C.P. brass, including painting of fittings and cutting and making good the walls and floors wherever required: Single half stall urinal with 5 litre PVC. automatic flushing cistern (PRICE Code: 17.5.1) | 8126.2 | each | PRICE Data | Others | Others
Providing and fixing white vitreous china flat back half stall urinal of size 580x380x350 mm with white PVC automatic flushing cistern, with fittings, standard size C.P. brass flush pipe, spreaders with unions and clamps (all in C.P. brass) with waste fitting as per IS : 2556, C.I. trap with outlet grating and other couplings in C.P. brass, including painting of fittings and cutting and making good the walls and floors wherever required: Range of two half stall urinals with 5 litre PVC. automatic flushing cistern (PRICE Code: 17.5.2) | 12171.8 | each | PRICE Data | Others | Others
Providing and fixing white vitreous china flat back half stall urinal of size 580x380x350 mm with white PVC automatic flushing cistern, with fittings, standard size C.P. brass flush pipe, spreaders with unions and clamps (all in C.P. brass) with waste fitting as per IS : 2556, C.I. trap with outlet grating and other couplings in C.P. brass, including painting of fittings and cutting and making good the walls and floors wherever required: Range of three half stall urinals with 10 litre PVC. automatic flushing cistern (PRICE Code: 17.5.3) | 15025.15 | no | PRICE Data | Others | Others
Providing and fixing white vitreous china flat back half stall urinal of size 580x380x350 mm with white PVC automatic flushing cistern, with fittings, standard size C.P. brass flush pipe, spreaders with unions and clamps (all in C.P. brass) with waste fitting as per IS : 2556, C.I. trap with outlet grating and other couplings in C.P. brass, including painting of fittings and cutting and making good the walls and floors wherever required: Range of four half stall urinals with 10 litre PVC. automatic flushing cistern (PRICE Code: 17.5.4) | 17752.2 | each | PRICE Data | Others | Others
Providing and fixing one piece construction white vitreous china squatting plate with an integral longitudinal flushing pipe, white PVC. automatic flushing cistern, with fittings, standard size, G.I./PVC flush pipe for back and front flush with standard spreader pipes with fittings, G.I. clamps and C.P. brass coupling complete, including painting of fittings and cutting and making good the walls and floors etc. wherever required: Single squatting plate with 5 litre PVC automatic flushing cistern (PRICE Code: 17.6.1) | 6285.75 | each | PRICE Data | Others | Others
Providing and fixing one piece construction white vitreous china squatting plate with an integral longitudinal flushing pipe, white PVC. automatic flushing cistern, with fittings, standard size, G.I./PVC flush pipe for back and front flush with standard spreader pipes with fittings, G.I. clamps and C.P. brass coupling complete, including painting of fittings and cutting and making good the walls and floors etc. wherever required: Range of two squatting plates with 5 litres PVC. automatic flushing cistern (PRICE Code: 17.6.2) | 9178.2 | each | PRICE Data | Others | Others
Providing and fixing one piece construction white vitreous china squatting plate with an integral longitudinal flushing pipe, white PVC. automatic flushing cistern, with fittings, standard size, G.I./PVC flush pipe for back and front flush with standard spreader pipes with fittings, G.I. clamps and C.P. brass coupling complete, including painting of fittings and cutting and making good the walls and floors etc. wherever required: Range of three squatting plates with 10 litre PVC. automatic flushing cistern (PRICE Code: 17.6.3) | 12094.45 | each | PRICE Data | Others | Others
Providing and fixing one piece construction white vitreous china squatting plate with an integral longitudinal flushing pipe, white PVC. automatic flushing cistern, with fittings, standard size, G.I./PVC flush pipe for back and front flush with standard spreader pipes with fittings, G.I. clamps and C.P. brass coupling complete, including painting of fittings and cutting and making good the walls and floors etc. wherever required: Range of four squatting plates with 10 litre PVC automatic flushing cistern (PRICE Code: 17.6.4) | 14514.05 | each | PRICE Data | Others | Others
Providing and fixing wash basin with C.I. brackets, 15 mm C.P. brass pillar taps, 32 mm C.P. brass waste of standard pattern, including painting of fittings and brackets, cutting and making good the walls wherever require: White Vitreous China Wash basin size 630x450 mm with a pair of 15 mm C.P. brass pillar taps (PRICE Code: 17.7.1) | 2680.55 | each | PRICE Data | Others | Others
Providing and fixing wash basin with C.I. brackets, 15 mm C.P. brass pillar taps, 32 mm C.P. brass waste of standard pattern, including painting of fittings and brackets, cutting and making good the walls wherever require: White Vitreous China Wash basin size 630 x 450 mm with a single 15 mm C.P. brass pillar tap (PRICE Code: 17.7.2) | 2388.45 | each | PRICE Data | Others | Others
Providing and fixing wash basin with C.I. brackets, 15 mm C.P. brass pillar taps, 32 mm C.P. brass waste of standard pattern, including painting of fittings and brackets, cutting and making good the walls wherever require: White Vitreous China Wash basin size 550x400 mm with a pair of 15 mm C.P. brass pillar taps (PRICE Code: 17.7.3) | 2471.45 | each | PRICE Data | Others | Others
Providing and fixing wash basin with C.I. brackets, 15 mm C.P. brass pillar taps, 32 mm C.P. brass waste of standard pattern, including painting of fittings and brackets, cutting and making good the walls wherever require: White Vitreous China Flat back wash basin size 550x400mm with single 15 mm C.P.brass pillar taps (PRICE Code: 17.7.4) | 2179.4 | each | PRICE Data | Others | Others
Providing and fixing wash basin with C.I. brackets, 15 mm C.P. brass pillar taps, 32 mm C.P. brass waste of standard pattern, including painting of fittings and brackets, cutting and making good the walls wherever require: White Vitreous China Angle back wash basin size 600x480 mm with single 15 mm C.P. brass pillar tap (PRICE Code: 17.7.5) | 2388.45 | each | PRICE Data | Others | Others
Providing and fixing wash basin with C.I. brackets, 15 mm C.P. brass pillar taps, 32 mm C.P. brass waste of standard pattern, including painting of fittings and brackets, cutting and making good the walls wherever require: White Vitreous China Angle back wash basin size 400x400 mm with single 15 mm C.P. brass pillar tap (PRICE Code: 17.7.6) | 2040 | each | PRICE Data | Others | Others
Providing and fixing wash basin with C.I. brackets, 15 mm C.P. brass pillar taps, 32 mm C.P. brass waste of standard pattern, including painting of fittings and brackets, cutting and making good the walls wherever require: White Vitreous China Flat back wash basin size 450x300 mm with single 15 mm C.P. brass pillar tap (PRICE Code: 17.7.7) | 1906.45 | each | PRICE Data | Others | Others
Providing and fixing wash basin with C.I. brackets, 15 mm C.P. brass pillar taps, 32 mm C.P. brass waste of standard pattern, including painting of fittings and brackets, cutting and making good the walls wherever require: White Vitreous China Surgeon type wash basin of size 660x460 mm with a pair of 15 mm C.P. brass pillar taps with elbow operated levers (PRICE Code: 17.7.8) | 3517.95 | each | PRICE Data | Others | Others
Providing and fixing wash basin with C.I. brackets, 15 mm C.P. brass pillar taps, 32 mm C.P. brass waste of standard pattern, including painting of fittings and brackets, cutting and making good the walls wherever require: White Vitreous China Surgeon Type wash basin of size 660x460 mm with single 15 mm C P. brass pillar taps with elbow operated levers ISI marked (PRICE Code: 17.7.9) | 2966.9 | each | PRICE Data | Others | Others
Providing and fixing wash basin with C.I. brackets, 15 mm C.P. brass pillar taps, 32 mm C.P. brass waste of standard pattern, including painting of fittings and brackets, cutting and making good the walls wherever require: Stainless Steel AISI - 304 ( 18/8/) Round basin 405x355 mm with single 15 mm C.P. brass pillar tap. (PRICE Code: 17.7.10) | 3288.6 | each | PRICE Data | Others | Others
Providing and fixing wash basin with C.I. brackets, 15 mm C.P. brass pillar taps, 32 mm C.P. brass waste of standard pattern, including painting of fittings and brackets, cutting and making good the walls wherever require: Stainless Steel AISI - 304 (18/8) Wash basin 530 x 345 mm with single 15mm C.P. brass pillar tap (PRICE Code: 17.7.11) | 3869.35 | each | PRICE Data | Others | Others
Providing and fixing white vitreous china pedestal for wash basin completely recessed at the back for the reception of pipes and fittings. (PRICE Code: 17.8) | 1232.9 | each | PRICE Data | Others | Others
Providing and fixing kitchen sink with C. I brackets, C.P. brass chain with rubber plug, 40 mm C.P brass waste complete, including painting the fittings and brackets, cutting and making good the walls wherever required: White glazed fire clay kitchen sink of size 600x450x250 mm (PRICE Code: 17.9.1) | 2746.1 | each | PRICE Data | Others | Others
Providing and fixing Stainless Steel A ISI 304 (18/8) kitchen sink as per IS 13983 with C.I. brackets and stainless steel plug 40 mm, including painting of fittings and brackets, cutting and making good the walls wherever required: Kitchen sink with drain board 510x1040 mm bowl depth 250 mm (PRICE Code: 17.10.1.1) | 4476.05 | each | PRICE Data | Others | Others
Providing and fixing Stainless Steel A ISI 304 (18/8) kitchen sink as per IS 13983 with C.I. brackets and stainless steel plug 40 mm, including painting of fittings and brackets, cutting and making good the walls wherever required: Kitchen sink with drain board 510x 1040 mm bowl depth 225 mm (PRICE Code: 17.10.1.2) | 5080 | each | PRICE Data | Others | Others
Providing and fixing Stainless Steel A ISI 304 (18/8) kitchen sink as per IS 13983 with C.I. brackets and stainless steel plug 40 mm, including painting of fittings and brackets, cutting and making good the walls wherever required: Kitchen sink with drain board 510x1040 mm bowl depth 200 mm (PRICE Code: 17.10.1.3) | 4847.7 | each | PRICE Data | Others | Others
Providing and fixing Stainless Steel A ISI 304 (18/8) kitchen sink as per IS 13983 with C.I. brackets and stainless steel plug 40 mm, including painting of fittings and brackets, cutting and making good the walls wherever required: Kitchen sink with drain board 510x1040 mm bowl depth 178 mm (PRICE Code: 17.10.1.4) | 4499.25 | each | PRICE Data | Others | Others
Providing and fixing Stainless Steel A ISI 304 (18/8) kitchen sink as per IS 13983 with C.I. brackets and stainless steel plug 40 mm, including painting of fittings and brackets, cutting and making good the walls wherever required: Kitchen sink without drain board 610x510 mm bowl depth 200 mm (PRICE Code: 17.10.2.1) | 3152.65 | each | PRICE Data | Others | Others
Providing and fixing Stainless Steel A ISI 304 (18/8) kitchen sink as per IS 13983 with C.I. brackets and stainless steel plug 40 mm, including painting of fittings and brackets, cutting and making good the walls wherever required: Kitchen sink without drain board 610x460 mm bowl depth 200 mm (PRICE Code: 17.10.2.2) | 2455.75 | each | PRICE Data | Others | Others
Providing and fixing Stainless Steel A ISI 304 (18/8) kitchen sink as per IS 13983 with C.I. brackets and stainless steel plug 40 mm, including painting of fittings and brackets, cutting and making good the walls wherever required: Kitchen sink without drain board 470x420 mm bowl depth 178 mm (PRICE Code: 17.10.2.3) | 2281.5 | each | PRICE Data | Others | Others
Providing and fixing white vitreous china laboratory sink with C.I brackets, C.P. brass chain with rubber plug 40 mm C.P brass waste and 40 mm C.P. brass trap with necessary C.P. brass unions complete, including painting of fittings and brackets, cutting and making good the wall wherever required: Size 450x300x150 mm (PRICE Code: 17.11.1) | 3578.9 | each | PRICE Data | Others | Others
Providing and fixing white vitreous china laboratory sink with C.I brackets, C.P. brass chain with rubber plug 40 mm C.P brass waste and 40 mm C.P. brass trap with necessary C.P. brass unions complete, including painting of fittings and brackets, cutting and making good the wall wherever required: Size 600x450x200 mm (PRICE Code: 17.11.2) | 4740.4 | each | PRICE Data | Others | Others
Providing and fixing draining board with C.I brackets including painting of brackets, cutting and making good the walls wherever required: White glazed fire clay draining board of size 600x450x25 mm (PRICE Code: 17.12.1) | 1161.35 | each | PRICE Data | Others | Others
Providing and fixing white vitreous china water closet squatting pan ( Indian type): Long pattern W.C. pan of size 580 mm (PRICE Code: 17.13.1) | 1337.85 | each | PRICE Data | Others | Others
Providing and fixing white vitreous china water closet squatting pan ( Indian type): Orissa pattern W.C. pan of size 580x440 mm (PRICE Code: 17.13.2) | 2208.95 | each | PRICE Data | Others | Others
Extra for using coloured W.C. pan instead of white W.C. pan: Orissa pattern W.C. pan 580x440 mm (PRICE Code: 17.14.1) | 731.75 | each | PRICE Data | Others | Others
Providing and fixing white vitreous china pedestal type (European type / wash down type) water closet pan. (PRICE Code: 17.15) | 1976.65 | each | PRICE Data | Others | Others
Extra for using coloured pedestal type W.C. pan (European type) with low level cistern of same colour instead of white vitreous china W C pan and cistern. (PRICE Code: 17.16) | 226.5 | each | PRICE Data | Others | Others
Providing and fixing a pair of white vitreous china foot rests of standard pattern for squatting pan water closet: 250x130x30 mm (PRICE Code: 17.17.1) | 186.3 | pair | PRICE Data | Others | Others
Providing and fixing a pair of white vitreous china foot rests of standard pattern for squatting pan water closet: 250x125x25 mm (PRICE Code: 17.17.2) | 186.3 | pair | PRICE Data | Others | Others
Providing and fixing P.V.C. low level flushing cistern with manually controlled device (handle lever) conforming to IS: 7231, with all fittings and fixtures complete. 10 litre capacity - White (PRICE Code: 17.18.1) | 868.1 | each | PRICE Data | Others | Others
Providing and fixing P.V.C. low level flushing cistern with manually controlled device (handle lever) conforming to IS: 7231, with all fittings and fixtures complete. 10 litre capacity - coloured (PRICE Code: 17.18.2) | 843.3 | each | PRICE Data | Others | Others
Providing and fixing controlled flush, low level cistern made of vitreous china with all fittings complete. 10 litre (full flush) capacity- white (PRICE Code: 17.19.1) | 1597.1 | each | PRICE Data | Others | Others
Providing and fixing controlled flush, low level cistern made of vitreous china with all fittings complete. 10 litre (full flush) capacity - coloured (PRICE Code: 17.19.2) | 2119.8 | each | PRICE Data | Others | Others
Providing and fixing solid plastic Seat with lid for pedestal type W.C. pan complete: White solid plastic seat with lid (PRICE Code: 17.20.1) | 495.7 | each | PRICE Data | Others | Others
Providing and fixing solid plastic Seat with lid for pedestal type W.C. pan complete: Black solid plastic seat with lid (PRICE Code: 17.20.2) | 391.15 | each | PRICE Data | Others | Others
Providing and fixing solid plastic Seat with lid for pedestal type W.C. pan complete: Cloured (other than black & white) solid plastic seat with lid (PRICE Code: 17.20.3) | 484.1 | each | PRICE Data | Others | Others
Providing and fixing G.I. inlet connection for flush pipe connecting with W.C. pan. (PRICE Code: 17.22) | 100.8 | each | PRICE Data | Others | Others
Providing and fixing white vitreous china flat back or wall corner type lipped front urinal basin of 430x260x350 mm or 340x410x265 mm sizes respectively. (PRICE Code: 17.23) | 1128.35 | each | PRICE Data | Others | Others
Providing and fixing white vitreous china squatting plate urinal with integral rim longitudinal flush pipe. (PRICE Code: 17.24) | 2784.55 | each | PRICE Data | Others | Others
Providing and fixing white vitreous china wash basin including making all connections but excluding the cost of fittings: Flat back wash basin of size 630x450 mm (PRICE Code: 17.25.1) | 989.15 | each | PRICE Data | Others | Others
Providing and fixing white vitreous china wash basin including making all connections but excluding the cost of fittings: Flat back wash basin of size 550x400 mm (PRICE Code: 17.25.2) | 780.1 | each | PRICE Data | Others | Others
Providing and fixing white vitreous china wash basin including making all connections but excluding the cost of fittings: Angle back wash basin of size 600x480 mm (PRICE Code: 17.25.3) | 989.15 | each | PRICE Data | Others | Others
Providing and fixing white vitreous china wash basin including making all connections but excluding the cost of fittings: Angle back wash basin of size 400x400 mm (PRICE Code: 17.25.4) | 640.7 | each | PRICE Data | Others | Others
Providing and fixing white vitreous china wash basin including making all connections but excluding the cost of fittings: Flat back wash basin of size 450x300 mm (PRICE Code: 17.25.5) | 507.15 | each | PRICE Data | Others | Others
Providing and fixing white vitreous china wash basin including making all connections but excluding the cost of fittings: Surgeon type wash basin of 660x460 mm (PRICE Code: 17.25.6) | 1308.55 | each | PRICE Data | Others | Others
Providing and fixing kitchen sink including making all connections excluding cost of fittings. White glazed fire clay sink of size 600x450x250 mm (PRICE Code: 17.26.1) | 1609.2 | each | PRICE Data | Others | Others
Providing and fixing white vitreous china laboratory sink including making all connections excluding cost of fittings: Size 450x300x150 mm (PRICE Code: 17.27.1) | 1861.25 | each | PRICE Data | Others | Others
Providing and fixing white vitreous china laboratory sink including making all connections excluding cost of fittings: Size 600x450x200 mm (PRICE Code: 17.27.2) | 3022.75 | each | PRICE Data | Others | Others
Providing and fixing P.V.C. waste pipe for sink or wash basin including PVC. waste fittings complete. Semi rigid pipe 32 mm dia (PRICE Code: 17.28.1.1) | 76.15 | each | PRICE Data | Others | Others
Providing and fixing P.V.C. waste pipe for sink or wash basin including PVC. waste fittings complete. Semi rigid pipe 40 mm dia (PRICE Code: 17.28.1.2) | 85.45 | each | PRICE Data | Others | Others
Flexible pipe 32 mm dia (PRICE Code: 17.28.2.1) | 87.75 | each | PRICE Data | Others | Others
Flexible pipe 40 mm dia (PRICE Code: 17.28.2.2) | 87.75 | each | PRICE Data | Others | Others
Providing and fixing 100 mm sand cast Iron grating for gully trap. (PRICE Code: 17.29) | 38.7 | each | PRICE Data | Others | Others
Providing and fixing in position 25 mm diameter mosquito proof coupling of approved municipal design. (PRICE Code: 17.3) | 39.1 | each | PRICE Data | Others | Others
Providing and fixing 600x450 mm beveled edge mirror of superior glass (of approved quality) complete with 6 mm thick hard board ground fixed to wooden cleats with C.P. brass screws and washers complete. (PRICE Code: 17.31) | 1113.95 | each | PRICE Data | Others | Others
Providing and fixing mirror of superior glass ( of approved quality) and of required shape and size with plastic moulded frame of approved make and shade with 6 mm thick hard board backing : Circular shape 450 mm dia (PRICE Code: 17.32.1) | 1078.2 | each | PRICE Data | Others | Others
Providing and fixing mirror of superior glass ( of approved quality) and of required shape and size with plastic moulded frame of approved make and shade with 6 mm thick hard board backing : Rectangular shape 453x357 mm (PRICE Code: 17.32.2) | 972.5 | each | PRICE Data | Others | Others
Providing and fixing mirror of superior glass ( of approved quality) and of required shape and size with plastic moulded frame of approved make and shade with 6 mm thick hard board backing : Oval shape 450x350 mm (outer dimensions) (PRICE Code: 17.32.3) | 1029.25 | each | PRICE Data | Others | Others
Providing and fixing mirror of superior glass ( of approved quality) and of required shape and size with plastic moulded frame of approved make and shade with 6 mm thick hard board backing : Rectangular shape 1500x450 mm (PRICE Code: 17.32.4) | 1550.95 | each | PRICE Data | Others | Others
Providing and fixing 600x120x5 mm glass shelf with edges round off supported on anodised aluminium angle frame with C.P. brass brackets and guard rail complete fixed with 40 mm long screws, rawl plugs etc., complete. (PRICE Code: 17.33) | 730.8 | each | PRICE Data | Others | Others
Providing and fixing toilet paper holder: C.P. brass (PRICE Code: 17.34.1) | 506.8 | no | PRICE Data | Others | Others
Providing and fixing toilet paper holder: Vitreous china (PRICE Code: 17.34.2) | 370 | no | PRICE Data | Others | Others
Providing and fixing soil, waste and vent pipes: 100 mm dia Sand cast iron S & S pipe as per IS : 1729 (PRICE Code: 17.35.1.1) | 875.25 | metre | PRICE Data | Others | Others
Providing and fixing soil, waste and vent pipes: 100 mm dia Centrifugally cast ( spun) iron socket & spigot (S & S ) pipe as per IS : 3989 (PRICE Code: 17.35.1.2) | 948.2 | metre | PRICE Data | Others | Others
Providing and fixing soil, waste and vent pipes: 100 mm dia Hubless centrifugally cast (spun) iron pipes epoxy coated inside & outside IS:15905 (PRICE Code: 17.35.1.3) | 913.05 | metre | PRICE Data | Others | Others
Providing and fixing soil, waste and vent pipes: 75 mm diameter Sand cast iron S & S pipe as per IS : 1729 (PRICE Code: 17.35.2.1) | 801.5 | metre | PRICE Data | Others | Others
Providing and fixing soil, waste and vent pipes: 75 mm diameter Centrifugally cast (spun) iron socketed pipe as per IS : 3989 (PRICE Code: 17.35.2.2) | 861.25 | metre | PRICE Data | Others | Others
Providing and fixing soil, waste and vent pipes: 75 mm diameter Hubless centrifugally cast (spun) iron pipes epoxy coated inside & outside IS:15905 (PRICE Code: 17.35.2.3) | 746.2 | metre | PRICE Data | Others | Others
Providing and filling the joints with spun yarn, cement slurry and cement mortar 1:2 (1 cement : 2 fine sand) in S.C.I. /C.I Pipes: 75 mm dia pipe (PRICE Code: 17.36.1) | 109.35 | each | PRICE Data | Others | Others
Providing and filling the joints with spun yarn, cement slurry and cement mortar 1:2 (1 cement : 2 fine sand) in S.C.I. /C.I Pipes: 100 mm dia pipe (PRICE Code: 17.36.2) | 128.85 | each | PRICE Data | Others | Others
Providing and fixing M.S. holder - bat clamps of approved design to Sand Cast Iron /Cast Iron (spun) pipe embedded in and including cement concrete blocks 10x10x10 cm of 1:2:4 mix ( 1 cement : 2 coarse sand : 4 graded stone aggregate 20 mm nominal size), including cost of cutting holes and making good the walls etc: For 100 mm dia pipe (PRICE Code: 17.37.1) | 249.5 | no | PRICE Data | Others | Others
Providing and fixing M.S. holder - bat clamps of approved design to Sand Cast Iron /Cast Iron (spun) pipe embedded in and including cement concrete blocks 10x10x10 cm of 1:2:4 mix ( 1 cement : 2 coarse sand : 4 graded stone aggregate 20 mm nominal size), including cost of cutting holes and making good the walls etc: For 75 mm dia pipe (PRICE Code: 17.37.2) | 246.05 | no | PRICE Data | Others | Others
Providing and fixing bend of required degree with access door, insertion rubber washer 3 mm thick, bolts and nuts complete. 100 mm dia Sand cast iron S & S as per IS - 1729 (PRICE Code: 17.38.1.1) | 400.75 | each | PRICE Data | Others | Others
Providing and fixing bend of required degree with access door, insertion rubber washer 3 mm thick, bolts and nuts complete. 100 mm dia Sand cast iron S & S as per IS - 3989 (PRICE Code: 17.38.1.2) | 400.75 | each | PRICE Data | Others | Others
Providing and fixing bend of required degree with access door, insertion rubber washer 3 mm thick, bolts and nuts complete. 100 mm dia Hubless centrifugally cast (spun) iron epoxy coated inside & outside as per IS:15905 (PRICE Code: 17.38.1.3) | 476.25 | no | PRICE Data | Others | Others
Providing and fixing bend of required degree with access door, insertion rubber washer 3 mm thick, bolts and nuts complete. 75 mm dia Sand cast iron S & S as per IS - 1729 (PRICE Code: 17.38.2.1) | 322.4 | no | PRICE Data | Others | Others
Providing and fixing bend of required degree with access door, insertion rubber washer 3 mm thick, bolts and nuts complete. 75 mm dia Sand cast iron S & S as per IS - 3989 (PRICE Code: 17.38.2.2) | 334.05 | each | PRICE Data | Others | Others
Providing and fixing bend of required degree with access door, insertion rubber washer 3 mm thick, bolts and nuts complete. 75 mm dia Hubless centrifugally cast (spun) iron epoxy coated inside & outside as per IS:15905 (PRICE Code: 17.38.2.3) | 380.5 | no | PRICE Data | Others | Others
Providing and fixing plain bend of required degree. 100 mm dia Sand cast iron S & S as per IS -1729 (PRICE Code: 17.39.1.1) | 331.05 | each | PRICE Data | Others | Others
Providing and fixing plain bend of required degree. 100 mm dia Sand cast iron S & S as per IS: 3989 (PRICE Code: 17.39.1.2) | 339.2 | each | PRICE Data | Others | Others
Providing and fixing plain bend of required degree. 100 mm dia Hubless centrifugally cast (spun) iron pipes epoxy coated inside & outside IS:15905 (PRICE Code: 17.39.1.3) | 298.55 | each | PRICE Data | Others | Others
Providing and fixing plain bend of required degree. 75 mm dia Sand cast iron S & S as per IS - 1729 (PRICE Code: 17.39.2.1) | 269 | each | PRICE Data | Others | Others
Providing and fixing plain bend of required degree. 75 mm dia Sand cast iron S & S as per IS - 3989 (PRICE Code: 17.39.2.2) | 251.55 | each | PRICE Data | Others | Others
Providing and fixing plain bend of required degree. 75 mm dia Hubless centrifugally cast (spun) iron pipes epoxy coated inside & outside IS:15905 (PRICE Code: 17.39.2.3) | 210.9 | no | PRICE Data | Others | Others
Providing and fixing heel rest sanitary bend. 100 mm dia Sand cast iron S & S as per IS - 1729 (PRICE Code: 17.40.1.1) | 434.45 | each | PRICE Data | Others | Others
Providing and fixing heel rest sanitary bend. 100 mm dia Sand cast iron S & S as per IS - 3989 (PRICE Code: 17.40.1.2) | 375.2 | each | PRICE Data | Others | Others
Providing and fixing heel rest sanitary bend. 75 mm dia Sand cast iron S & S as per IS - 1729 (PRICE Code: 17.40.2.1) | 343.3 | each | PRICE Data | Others | Others
Providing and fixing heel rest sanitary bend. 75 mm dia Sand cast iron S & S as per IS -3989 (PRICE Code: 17.40.2.2) | 315.45 | each | PRICE Data | Others | Others
Providing and fixing double equal junction of required degree with access door, insertion rubber washer 3 mm thick, bolts and nuts complete: 100x100x100x100 mm Sand cast iron S& S as per IS- 1729 (PRICE Code: 17.41.1.1) | 882.5 | each | PRICE Data | Others | Others
Providing and fixing double equal junction of required degree with access door, insertion rubber washer 3 mm thick, bolts and nuts complete: 100x100x100x100 mm Sand cast iron S&S as per IS - 3989 (PRICE Code: 17.41.1.2) | 766.35 | each | PRICE Data | Others | Others
Providing and fixing double equal junction of required degree with access door, insertion rubber washer 3 mm thick, bolts and nuts complete: 75x75x75x75 mm Sand cast iron S & S as per IS - 1729 (PRICE Code: 17.41.2.1) | 624.4 | each | PRICE Data | Others | Others
Providing and fixing double equal junction of required degree with access door, insertion rubber washer 3 mm thick, bolts and nuts complete: 75x75x75x75 mm Sand cast iron S & S as per IS - 3989 (PRICE Code: 17.41.2.2) | 601.15 | each | PRICE Data | Others | Others
Providing and fixing double equal plain junction of required degree. 100x100x100x100 mm Sand cast iron S & S as per IS - 1729 (PRICE Code: 17.42.1.1) | 716.7 | each | PRICE Data | Others | Others
Providing and fixing double equal plain junction of required degree. 100x100x100x100 mm Sand cast iron S & S as per IS - 3989 (PRICE Code: 17.42.1.2) | 751.55 | each | PRICE Data | Others | Others
Providing and fixing double equal plain junction of required degree. 100x100x100x100 mm Hubless centrifugally cast (spun) iron pipes epoxy coated inside & outside IS:15905 (PRICE Code: 17.42.1.3) | 623.75 | no | PRICE Data | Others | Others
Providing and fixing double equal plain junction of required degree. 75x75x75x75 mm Sand cast iron S & S as per IS - 1729 (PRICE Code: 17.42.2.1) | 468.75 | each | PRICE Data | Others | Others
Providing and fixing double equal plain junction of required degree. 75x75x75x75 mm Sand cast iron S & S as per IS - 3989 (PRICE Code: 17.42.2.2) | 561.7 | each | PRICE Data | Others | Others
Providing and fixing double equal plain junction of required degree. 75x75x75x75 mm Hubless centrifugally cast (spun) iron pipes epoxy coated inside & outside IS:15905 (PRICE Code: 17.42.2.3) | 344.5 | no | PRICE Data | Others | Others
Providing and fixing single equal plain junction of required degree with access door, insertion rubber washer 3 mm thick, bolts and nuts complete. 100x 100x100 mm Sand cast iron S & S as per IS - 1729 (PRICE Code: 17.43.1.1) | 522.7 | each | PRICE Data | Others | Others
Providing and fixing single equal plain junction of required degree with access door, insertion rubber washer 3 mm thick, bolts and nuts complete. 100x 100x100 mm Sand cast iron S & S as per IS - 3989 (PRICE Code: 17.43.1.2) | 627.25 | each | PRICE Data | Others | Others
Providing and fixing single equal plain junction of required degree with access door, insertion rubber washer 3 mm thick, bolts and nuts complete. 75x75x75 mm Sand cast iron S & S as per IS - 1729 (PRICE Code: 17.43.2.1) | 415.35 | each | PRICE Data | Others | Others
Providing and fixing single equal plain junction of required degree with access door, insertion rubber washer 3 mm thick, bolts and nuts complete. 75x75x75 mm Sand cast iron S&S as per IS - 3989 (PRICE Code: 17.43.2.2) | 476.9 | each | PRICE Data | Others | Others
Providing and fixing single equal plain junction of required degree: 100x100x100 mm Sand cast iron S & S as per IS - 1729 (PRICE Code: 17.44.1.1) | 449.55 | each | PRICE Data | Others | Others
Providing and fixing single equal plain junction of required degree: 100x100x100 mm Sand cast iron S & S as per IS - 3989 (PRICE Code: 17.44.1.2) | 579.65 | each | PRICE Data | Others | Others
Providing and fixing single equal plain junction of required degree: 100x100x100 mm Hubless centrifugally cast (spun) iron epoxy coated inside & outside as per IS:15905 (PRICE Code: 17.44.1.3) | 496 | no | PRICE Data | Others | Others
Providing and fixing single equal plain junction of required degree: 75x75x75 mm Sand cast iron S & S as per IS - 1729 (PRICE Code: 17.44.2.1) | 347.95 | each | PRICE Data | Others | Others
Providing and fixing single equal plain junction of required degree: 75x75x75 mm Sand cast iron S & S as per IS - 3989 (PRICE Code: 17.44.2.2) | 408.35 | each | PRICE Data | Others | Others
Providing and fixing single equal plain junction of required degree: 75x75x75 mm Hubless centrifugally cast (spun) iron epoxy coated inside & outside as per IS:15905 (PRICE Code: 17.44.2.3) | 274.8 | no | PRICE Data | Others | Others
Providing and fixing double unequal junction of required degree with access door, insertion rubber washer 3 mm thick, bolts and nuts complete: 100x100x75x75 mm Sand cast iron S & S as per IS - 1729 (PRICE Code: 17.45.1.1) | 865.35 | each | PRICE Data | Others | Others
Providing and fixing double unequal junction of required degree with access door, insertion rubber washer 3 mm thick, bolts and nuts complete: 100x100x75x75 mm Sand cast iron S & S as per IS - 3989 (PRICE Code: 17.45.1.2) | 1039.6 | each | PRICE Data | Others | Others
Providing and fixing double unequal plain junction of required degree: 100x100x75x75 mm Sand cast iron S & S as per IS - 1729 (PRICE Code: 17.46.1.1) | 745.75 | each | PRICE Data | Others | Others
Providing and fixing double unequal plain junction of required degree: 100x100x75x75 mm Sand cast iron S & S as per IS - 3989 (PRICE Code: 17.46.1.2) | 960.6 | each | PRICE Data | Others | Others
Providing and fixing double unequal plain junction of required degree: 100x100x75x75 mm Hubless centrifugally cast (spun) iron epoxy coated inside & outside as per IS:15905 (PRICE Code: 17.46.1.3) | 496 | no | PRICE Data | Others | Others
Providing and fixing single unequal junction of required degree with access door, insertion rubber washer 3 mm thick, bolts and nuts complete; 100x100x75 mm Sand cast iron S & S as per IS - 1729 (PRICE Code: 17.47.1.1) | 691.15 | each | PRICE Data | Others | Others
Providing and fixing single unequal junction of required degree with access door, insertion rubber washer 3 mm thick, bolts and nuts complete; 100x100x75 mm Sand cast iron S & S as per IS- 3989 (PRICE Code: 17.47.1.2) | 795.7 | each | PRICE Data | Others | Others
Providing and fixing single unequal plain junction of required degree: 100 X 100X75 mm Sand cast iron S & S as per IS- 1729 (PRICE Code: 17.48.1.1) | 605.2 | each | PRICE Data | Others | Others
Providing and fixing single unequal plain junction of required degree: 100 X 100X75 mm Sand cast iron S & S as per IS - 3989 (PRICE Code: 17.48.1.2) | 693.45 | each | PRICE Data | Others | Others
Providing and fixing single unequal plain junction of required degree: 100 X 100X75 mm Hubless centrifugally cast (spun) iron epoxy coated inside & outside as per IS:15905 (PRICE Code: 17.48.1.3) | 466.95 | no | PRICE Data | Others | Others
Providing and fixing double equal plain invert branch of required degree: 100x100x100x100 mm Sand cast iron S & S as per IS-1729 (PRICE Code: 17.49.1.1) | 670.25 | each | PRICE Data | Others | Others
Providing and fixing double equal plain invert branch of required degree: 100x100x100x100 mm Sand cast iron S & S as per IS 3989 (PRICE Code: 17.49.1.2) | 647 | no | PRICE Data | Others | Others
Providing and fixing double equal plain invert branch of required degree: 100x100x100x100 mm Hubless centrifugally cast (spun) iron epoxy coated inside & outside as per IS:15905 (PRICE Code: 17.49.1.3) | 757.35 | no | PRICE Data | Others | Others
Providing and fixing double equal plain invert branch of required degree: 75x75x75x75 mm Sand cast iron S & S as per IS - 1729 (PRICE Code: 17.49.2.1) | 501.3 | each | PRICE Data | Others | Others
Providing and fixing double equal plain invert branch of required degree: 75x75x75x75 mm Sand cast iron S & S as per IS - 3989 (PRICE Code: 17.49.2.2) | 518.7 | each | PRICE Data | Others | Others
Providing and fixing single equal plain invert branch of required degree: 100x100x100 mm Sand cast iron S & S as per IS - 1729 (PRICE Code: 17.50.1.1) | 507.6 | each | PRICE Data | Others | Others
Providing and fixing single equal plain invert branch of required degree: 100x100x100 mm Sand cast iron S & S as per IS - 3989 (PRICE Code: 17.50.1.2) | 525.05 | each | PRICE Data | Others | Others
Providing and fixing single equal plain invert branch of required degree: 100x100x100 mm Hubless centrifugally cast (spun) iron epoxy coated inside & outside as per IS:15905 (PRICE Code: 17.50.1.3) | 484.4 | no | PRICE Data | Others | Others
Providing and fixing single equal plain invert branch of required degree: 75x75x75 mm Sand cast iron S & S as per IS - 1729 (PRICE Code: 17.50.2.1) | 396.75 | each | PRICE Data | Others | Others
Providing and fixing single equal plain invert branch of required degree: 75x75x75 mm Sand cast iron S & S as per IS - 3989 (PRICE Code: 17.50.2.2) | 400.25 | each | PRICE Data | Others | Others
Providing and fixing single equal plain invert branch of required degree: 75x75x75 mm Hubless centrifugally cast (spun) iron epoxy coated inside & outside as per IS:15905 (PRICE Code: 17.50.2.3) | 327.05 | no | PRICE Data | Others | Others
Providing and fixing double unequal invert branch of required degree: 100x100x75x75 mm Sand cast iron S & S as per IS - 1729 (PRICE Code: 17.51.1.1) | 693.45 | each | PRICE Data | Others | Others
Providing and fixing double unequal invert branch of required degree: 100x100x75x75 mm Sand cast iron S & S as per IS - 3989 (PRICE Code: 17.51.1.2) | 873.5 | each | PRICE Data | Others | Others
Providing and fixing single unequal plain invert branch of required degree: 100x100x75 mm Sand cast iron S & S as per IS - 1729 (PRICE Code: 17.52.1.1) | 606.35 | each | PRICE Data | Others | Others
Providing and fixing single unequal plain invert branch of required degree: 100x100x75 mm Sand cast iron S & S as per IS - 3989 (PRICE Code: 17.52.1.2) | 664.4 | each | PRICE Data | Others | Others
Providing and fixing single unequal plain invert branch of required degree: 100x100x75 mm Hubless centrifugally cast (spun) iron epoxy coated inside & outside as per IS:15905 (PRICE Code: 17.52.1.3) | 530.85 | no | PRICE Data | Others | Others
Providing and fixing sand cast iron S & S off sets as per IS : 1729 76 mm off sets With 75 mm dia pipe (PRICE Code: 17.53.1.1) | 278.3 | each | PRICE Data | Others | Others
Providing and fixing sand cast iron S & S off sets as per IS : 1729 76 mm off sets With 100 mm dia pipe (PRICE Code: 17.53.1.2) | 446.7 | each | PRICE Data | Others | Others
Providing and fixing sand cast iron S & S off sets as per IS : 1729 114 mm off sets With 75 mm dia pipe (PRICE Code: 17.53.2.1) | 379.85 | each | PRICE Data | Others | Others
Providing and fixing sand cast iron S & S off sets as per IS : 1729 114 mm off sets With 100 mm dia pipe (PRICE Code: 17.53.2.2) | 476.25 | each | PRICE Data | Others | Others
Providing and fixing sand cast iron S & S off sets as per IS : 1729 152 mm off sets With 75 mm dia pipe (PRICE Code: 17.53.3.1) | 457.5 | each | PRICE Data | Others | Others
Providing and fixing sand cast iron S & S off sets as per IS : 1729 152 mm off sets With 100 mm dia pipe (PRICE Code: 17.53.3.2) | 570.15 | each | PRICE Data | Others | Others
Providing and fixing sand cast iron S & S off sets as per IS: 3989 : 75 mm off sets With 75 mm dia pipe (PRICE Code: 17.54.1.1) | 286.4 | each | PRICE Data | Others | Others
Providing and fixing sand cast iron S & S off sets as per IS: 3989 : 150 mm off sets With 75 mm dia pipe (PRICE Code: 17.54.2.1) | 368.45 | each | PRICE Data | Others | Others
Providing and fixing sand cast iron S & S off sets as per IS: 3989 : 150 mm off sets With 100 mm dia pipe (PRICE Code: 17.54.2.2) | 490.45 | each | PRICE Data | Others | Others
Providing and fixing door piece, insertion rubber washer 3 mm thick, bolts & nuts complete: 100 mm Sand cast iron S & S as per IS - 1729 (PRICE Code: 17.55.1.1) | 604.05 | each | PRICE Data | Others | Others
Providing and fixing door piece, insertion rubber washer 3 mm thick, bolts & nuts complete: 100 mm Sand cast iron S & S as per IS - 3989 (PRICE Code: 17.55.1.2) | 516.9 | each | PRICE Data | Others | Others
Providing and fixing door piece, insertion rubber washer 3 mm thick, bolts & nuts complete: 75 mm Sand cast iron S & S as per IS - 1729 (PRICE Code: 17.55.2.1) | 372.35 | each | PRICE Data | Others | Others
Providing and fixing door piece, insertion rubber washer 3 mm thick, bolts & nuts complete: 75 mm Sand cast iron S&S as per IS - 3989 (PRICE Code: 17.55.2.2) | 386.3 | no | PRICE Data | Others | Others
Providing and fixing terminal guard: 100 mm Sand cast iron S & S as per IS - 1729 (PRICE Code: 17.56.1.1) | 309 | each | PRICE Data | Others | Others
Providing and fixing terminal guard: 100 mm Sand cast iron S & S as per IS - 3989 (PRICE Code: 17.56.1.2) | 338.05 | each | PRICE Data | Others | Others
Providing and fixing terminal guard: 100 mm Hubless centrifugally cast (spun) iron epoxy coated inside & outside as per IS:15905 (PRICE Code: 17.56.1.3) | 345 | no | PRICE Data | Others | Others
Providing and fixing terminal guard: 75 mm Sand cast iron S & S as per IS - 1729 (PRICE Code: 17.56.2.1) | 246.9 | each | PRICE Data | Others | Others
Providing and fixing terminal guard: 75 mm Sand cast iron S & S as per IS - 3989 (PRICE Code: 17.56.2.2) | 269 | each | PRICE Data | Others | Others
Providing and fixing collar: 100 mm Sand cast iron S&S as per IS -1729 (PRICE Code: 17.57.1.1) | 317.15 | each | PRICE Data | Others | Others
Providing and fixing collar: 100 mm Sand cast iron S&S as per IS - 3989 (PRICE Code: 17.57.1.2) | 355.45 | each | PRICE Data | Others | Others
Providing and fixing collar: 75 mm Sand cast iron S & S as per IS - 1729 (PRICE Code: 17.57.2.1) | 230.65 | each | PRICE Data | Others | Others
Providing and fixing collar: 75 mm Sand cast iron S & S as per IS - 3989 (PRICE Code: 17.57.2.2) | 222.5 | each | PRICE Data | Others | Others
Providing lead caulked joints to sand cast iron/centrifugally cast (spun) iron pipes and fittings of diameter : 100 mm (PRICE Code: 17.58.1) | 418 | each | PRICE Data | Others | Others
Providing lead caulked joints to sand cast iron/centrifugally cast (spun) iron pipes and fittings of diameter : 75 mm (PRICE Code: 17.58.2) | 354.15 | each | PRICE Data | Others | Others
Providing lead caulked joints to sand cast iron/centrifugally cast (spun) iron pipes and fittings of diameter : 50 mm (PRICE Code: 17.58.3) | 286.05 | each | PRICE Data | Others | Others
Providing and fixing M.S. stays and clamps for cast iron / centrifugally cast (spun) iron pipes of diameter: 100 mm (PRICE Code: 17.59.1) | 109.8 | each | PRICE Data | Others | Others
Providing and fixing M.S. stays and clamps for cast iron / centrifugally cast (spun) iron pipes of diameter: 75 mm (PRICE Code: 17.59.2) | 68.05 | each | PRICE Data | Others | Others
Providing and fixing M.S. stays and clamps for cast iron / centrifugally cast (spun) iron pipes of diameter: 50 mm (PRICE Code: 17.59.3) | 62.7 | each | PRICE Data | Others | Others
Providing and fixing trap of self cleansing design with screwed down or hinged grating without vent arm complete, including cost of cutting and making good the walls and floors: 100 mm inlet and 100 mm outlet Sand cast iron S & S as per IS : 3989 (PRICE Code: 17.60.1.1) | 1313.05 | each | PRICE Data | Others | Others
Providing and fixing trap of self cleansing design with screwed down or hinged grating without vent arm complete, including cost of cutting and making good the walls and floors: 100 mm inlet and 100 mm outlet Sand Cast Iron S & S as per IS : 1729 (PRICE Code: 17.60.1.2) | 1105.15 | each | PRICE Data | Others | Others
Providing and fixing trap of self cleansing design with screwed down or hinged grating without vent arm complete, including cost of cutting and making good the walls and floors: 100 mm inlet and 100 mm outlet Hubless centrifugally cast (spun) iron epoxy coated inside & outside as per IS:15905 (PRICE Code: 17.60.1.3) | 658.6 | no | PRICE Data | Others | Others
Providing and fixing trap of self cleansing design with screwed down or hinged grating without vent arm complete, including cost of cutting and making good the walls and floors: 100 mm inlet and 75 mm outlet Sand cast iron S & S as per IS - 3989 (PRICE Code: 17.60.2.1) | 1371.15 | each | PRICE Data | Others | Others
Providing and fixing trap of self cleansing design with screwed down or hinged grating without vent arm complete, including cost of cutting and making good the walls and floors: 100 mm inlet and 75 mm outlet Sand Cast Iron S & S as per IS - 1729 (PRICE Code: 17.60.2.2) | 1043.6 | each | PRICE Data | Others | Others
Providing and fixing trap of self cleansing design with screwed down or hinged grating without vent arm complete, including cost of cutting and making good the walls and floors: 100 mm inlet and 75 mm outlet Hubless centrifugally cast (spun) iron epoxy coated inside & outside as per IS:15905 (PRICE Code: 17.60.2.3) | 478.6 | no | PRICE Data | Others | Others
Cutting chases in brick masonry walls for following diameter sand cast iron / centrifugally cast (spun) iron pipes and making good the same with cement concrete 1:3:6 ( 1 cement : 3 coarse sand : 6 graded stone aggregate 12.5 mm nominal size) including necessary plaster and pointing in cement mortar 1:4 ( 1cement :4 coarse sand ): 100 mm dia (PRICE Code: 17.61.1) | 482.1 | metre | PRICE Data | Others | Others
Cutting chases in brick masonry walls for following diameter sand cast iron / centrifugally cast (spun) iron pipes and making good the same with cement concrete 1:3:6 ( 1 cement : 3 coarse sand : 6 graded stone aggregate 12.5 mm nominal size) including necessary plaster and pointing in cement mortar 1:4 ( 1cement :4 coarse sand ): 75 mm dia (PRICE Code: 17.61.2) | 346.1 | metre | PRICE Data | Others | Others
Cutting chases in brick masonry walls for following diameter sand cast iron / centrifugally cast (spun) iron pipes and making good the same with cement concrete 1:3:6 ( 1 cement : 3 coarse sand : 6 graded stone aggregate 12.5 mm nominal size) including necessary plaster and pointing in cement mortar 1:4 ( 1cement :4 coarse sand ): 50 mm dia (PRICE Code: 17.61.3) | 224.9 | metre | PRICE Data | Others | Others
Painting C.I cistern with bitumastic or any other anti-corrosive paint inside and white paint over a coat of zinc chromate yellow primer ( of approved quality ) on the outside surface of the cistern, flush pipe,other fittings, etc. complete for new work. (PRICE Code: 17.62) | 666.85 | each | PRICE Data | Others | Others
Re- painting C.I cistern with bitumastic or any other anti- corrosive paint inside and white paint on the outside surface of the cistern, flush pipe, other fittings, etc.complete, including polishing of wooden seat and lid and cleaning of W.C. pan with acid wherever necessary. (PRICE Code: 17.63) | 448.25 | each | PRICE Data | Others | Others
Repainting C.I cistern with synthetic enamel paint of approved colour, brand and manufacture on the outside surface of cistern, flush pipe, other fittings etc. complete. (PRICE Code: 17.64) | 194.35 | each | PRICE Data | Others | Others
Painting sand cast iron/centrifugally cast (spun) iron soil, waste vent pipes and fittings with two coats of synthetic enamel paint of any colour such as chocolate grey, or buff etc. over a coat of primer ( of approved quality) for new work: 100 mm diameter pipe (PRICE Code: 17.65.1) | 55.7 | metre | PRICE Data | Others | Others
Painting sand cast iron/centrifugally cast (spun) iron soil, waste vent pipes and fittings with two coats of synthetic enamel paint of any colour such as chocolate grey, or buff etc. over a coat of primer ( of approved quality) for new work: 75 mm diameter pipe (PRICE Code: 17.65.2) | 42.4 | metre | PRICE Data | Others | Others
Repainting sand cast iron/ centrifugally cast iron (spun) iron, soil, waste, vent pipes and fittings with one coat of synthetic enamel paint of any colour such as chocolate, grey or buff etc: 100 mm diameter pipe (PRICE Code: 17.66.1) | 26.85 | metre | PRICE Data | Others | Others
Repainting sand cast iron/ centrifugally cast iron (spun) iron, soil, waste, vent pipes and fittings with one coat of synthetic enamel paint of any colour such as chocolate, grey or buff etc: 75 mm diameter pipe (PRICE Code: 17.66.2) | 20.1 | metre | PRICE Data | Others | Others
Repainting bath tub of size 1700x730x430 mm with enamel paint. (PRICE Code: 17.67) | 547.4 | each | PRICE Data | Others | Others
Providing and fixing vitreous china dual purpose closet suitable for use as squatting pan or European type water closet (Anglo Indian W.C. pan) with seat & lid fixed with C.P. brass hinges and rubber buffers, 10 litre low level flushing cistern with fittings and brackets, 40mm flush bend, 20 mm over flow pipe, with specials of standard make and mosquito proof coupling of approved municipal design complete, including painting of fittings and brackets, cutting and making good the walls and floors wherever required: White vitreous china dual purpose WC pan with white solid plastic seat and lid with white vitreous china flushing cistern and C.P. flush bend (PRICE Code: 17.68.1) | 8702 | each | PRICE Data | Others | Others
Providing and fixing PTMT Waste Coupling for wash basin and sink, of approved quality and colour. Waste coupling 31 mm dia of 79 mm length and 62 mm breadth weighing not less than 45 gms (PRICE Code: 17.69.1) | 86.6 | each | PRICE Data | Others | Others
Providing and fixing PTMT Waste Coupling for wash basin and sink, of approved quality and colour. Waste coupling 38 mm dia of 83 mm length and 77 mm breadth, weighing not less than 60 gms (PRICE Code: 17.69.2) | 102.85 | each | PRICE Data | Others | Others
Providing and fixing PTMT Bottle Trap for Wash basin and sink. Bottle trap 31 mm single piece moulded with height of 270 mm, effective length of tail pipe 260 mm from the center of the waste coupling, 77 mm breadth with 25 mm minimum water seal, weighing not less than 260 gms (PRICE Code: 17.70.1) | 291.05 | each | PRICE Data | Others | Others
Providing and fixing PTMT Bottle Trap for Wash basin and sink. Bottle trap 38 mm single piece moulded with height of 270 mm, effective length of tail pipe 260 mm from the center of the waste coupling, 77 mm breadth with 25 mm minimum water seal, weighing not less than 263 gms (PRICE Code: 17.70.2) | 302.65 | each | PRICE Data | Others | Others
Providing and fixing PTMT liquid soap container 109 mm wide, 125 mm high and 112 mm distance from wall of standard shape with bracket of the same materials with snap fittings of approved quality and colour, weighing not less than 105 gms (PRICE Code: 17.71) | 137.65 | each | PRICE Data | Others | Others
Providing and fixing PTMT towel ring trapezoidal shape 215 mm long, 200 mm wide with minimum distances of 37 mm from wall face with concealed fittings arrangement of approved quality and colour, weighing not less than 88 gms (PRICE Code: 17.72) | 198.1 | each | PRICE Data | Others | Others
Providing and fixing PTMT towel rail complete with brackets fixed to wooden cleats with CP brass screws with concealed fitting arrangement of approved quality and colour 450 mm long towel rail with total length of 495 mm, 78 mm wide and effective height of 88 mm. weighing not less than 170 gms (PRICE Code: 17.73.1) | 482.15 | no | PRICE Data | Others | Others
Providing and fixing PTMT towel rail complete with brackets fixed to wooden cleats with CP brass screws with concealed fitting arrangement of approved quality and colour 600 mm long towel rail with total length of 645 mm, width 78 mm and effective height of 88 mm, weighting not less than 190 gms (PRICE Code: 17.73.2) | 517 | no | PRICE Data | Others | Others
Providing and fixing PTMT shelf 440 mm long, 124 mm width and 36 mm height of approved quality and colour, weighing not less than 300 gms. (PRICE Code: 17.74) | 557.65 | no | PRICE Data | Others | Others
Providing and fixing PTMT 15 mm Urinal spreader size 95x69x100 mm with 1/2" BSP thread and shapes, weighing not less than 60 gms. (PRICE Code: 17.75) | 104 | each | PRICE Data | Others | Others
Providing and fixing PTMT urinal cock of approved quality and colour. 15 mm nominal bore, 80 mm long 42 mm high and 30 mm wide with BSP female threads weighing not less than 48 gms . (PRICE Code: 17.76.1) | 142.45 | each | PRICE Data | Others | Others
Providing and fixing M.S.holder bat clamp of approved design to sand cast iron /cast iron (spun) pipes comprising of M.S. flat brackets made of 50x5 mm flat of specified shape, projecting 75 mm outside the wall surface and fixed on wall with 4 nos, 6 mm dia expansion hold fasteners, including drilling necessary holes in brick wall / CC/RCC surface and the cost of bolts etc. The pipes shall be fixed to the already fixed brackets with the help of 30 mm x 1.6 mm galvanised M.S. flats of specified shape and of total length 420 mm and shall be fixed with M.S. nuts, bolts, & washers of size 25x6 mm, one bolts on each side of the pipe. Total bracket length 580 mm of approved shape and design ( for single 100 mm dia pipe) (PRICE Code: 17.77.1) | 214.95 | no | PRICE Data | Others | Others
Providing and fixing M.S.holder bat clamp of approved design to sand cast iron /cast iron (spun) pipes comprising of M.S. flat brackets made of 50x5 mm flat of specified shape, projecting 75 mm outside the wall surface and fixed on wall with 4 nos, 6 mm dia expansion hold fasteners, including drilling necessary holes in brick wall / CC/RCC surface and the cost of bolts etc. The pipes shall be fixed to the already fixed brackets with the help of 30 mm x 1.6 mm galvanised M.S. flats of specified shape and of total length 420 mm and shall be fixed with M.S. nuts, bolts, & washers of size 25x6 mm, one bolts on each side of the pipe. Total bracket length 810 mm of approved shape and design (for two 100 mm dia pipes ) (PRICE Code: 17.77.2) | 262.3 | no | PRICE Data | Others | Others
Providing and fixing M.S.holder bat clamp of approved design to sand cast iron /cast iron (spun) pipes comprising of M.S. flat brackets made of 50x5 mm flat of specified shape, projecting 75 mm outside the wall surface and fixed on wall with 4 nos, 6 mm dia expansion hold fasteners, including drilling necessary holes in brick wall / CC/RCC surface and the cost of bolts etc. The pipes shall be fixed to the already fixed brackets with the help of 30 mm x 1.6 mm galvanised M.S. flats of specified shape and of total length 420 mm and shall be fixed with M.S. nuts, bolts, & washers of size 25x6 mm, one bolts on each side of the pipe. Total bracket length 1040 mm of approved shape and design ( for three 100 mm dia pipes) (PRICE Code: 17.77.3) | 309.5 | no | PRICE Data | Others | Others
Providing and fixing white vitreous china extended wall mounting water closet of size 780x370x690 mm of approved shape including providing & fixing white vitreous china cistern with dual flush fitting, of flushing capacity 3 litre/6 litre (adjustable to 4 litre /8 litres), including seat cover, and cistern fittings, nuts bolts and gasket etc complete. (PRICE Code: 17.78) | 12025.7 | each | PRICE Data | Others | Others
Providing & fixing white vitreous china water less urinal of size 600 x 330 x 315 mm having antibacterial / germs free ceramic surface, fixed with cartridge having debris catcher and hygiene seal . (PRICE Code: 17.79) | 14643.7 | each | PRICE Data | Others | Others
Providing and fixing wash basin with C.I. brackets, 15 mm PTMT pillar cock, 32 mm PTMT waste coupling of standard pattern, including painting of fittings and brackets, cutting and making good the walls wherever required. White Vitreous China Flat back wash basin size 550x400 mm with single 15 mm PTMT pillar cock. (PRICE Code: 17.7B) | 2082.35 | no | PRICE Data | Others | Others
Providing and fixing white vitreous china battery based infrared sensor operated urinal of approx.size 610x390x370 mm having pre & post flushing with water ( 250 ml & 500 ml consumption), having water inlet from back side, including fixing to wall with suitable brackets all as per manufacturers specification and direction of Engineer - in-charge. (PRICE Code: 17.8) | 6002.15 | each | PRICE Data | Others | Others
Providing and fixing floor mounted, white vitreous china single piece, double traps syphonic water closet of approved brand/make, shape, size and pattern including integrated white vitreous china cistern of capacity 10 litres with dual flushing system, including all fittings and fixtures with seat cover, cistern fittings, nuts, bolts and gasket etc including making connection with the existing P/S trap, complete in all respect as per directions of Engineer-in-Charge. (PRICE Code: 17.81) | 13419.5 | no | PRICE Data | Others | Others
Providing and fixing 8 mm dia C.P. / S.S. Jet with flexible tube upto 1 metre long with S.S. triangular plate to Eureopean type W.C. of quality and make as approved by Engineer - in - charge (PRICE Code: 17.16A) | 258.3 | no | PRICE Data | Others | Others
Providing and fixing CP Brass 32mm size Bottle trap of approved quality & make and as per the direction of Engineer in charge. (PRICE Code: 17.22A) | 766.6 | no | PRICE Data | Others | Others
Providing and fixing CP Brass Single lever telephonic wall mixer of quality & make as approved by Engineer in charge. (a) 15 mm nominal dia (PRICE Code: 17.22B) | 5307.4 | no | PRICE Data | Others | Others
Providing and fixing Hubless centrifugally cast iron offsets epoxy coated inside & outside as per IS:15905 65 mm offsets With 100 mm dia pipe (PRICE Code: 17.53A.1.1) | 443.2 | no | PRICE Data | Others | Others
Providing and fixing Hubless centrifugally cast iron offsets epoxy coated inside & outside as per IS:15905 65 mm offsets With 75 mm dia pipe (PRICE Code: 17.53A.1.2) | 367.7 | no | PRICE Data | Others | Others
Providing and fixing Hubless centrifugally cast iron offsets epoxy coated inside & outside as per IS:15905 130 mm offsets With 100 mm dia (PRICE Code: 17.54A.1.1) | 542.45 | no | PRICE Data | Others | Others
Providing and fixing Hubless centrifugally cast iron offsets epoxy coated inside & outside as per IS:15905 130 mm offsets With 75 mm dia (PRICE Code: 17.54A.1.2) | 385.15 | no | PRICE Data | Others | Others
Providing and fixing shielded coupling for Hubless centrifugally cast iron pipe SS 304 grade coupling with EPDM rubber gasket (PRICE Code: 17.57A.1.1) | 350.8 | no | PRICE Data | Others | Others
Providing and fixing collar: 75 mm SS 304 grade coupling with EPDM rubber gasket (PRICE Code: 17.57A.2.1) | 315.45 | no | PRICE Data | Others | Others
Providing and fixing Polyethelene - Aluminium - Polyethelene ( PE - AL- PE) Composite Pressure Pipes conforming to IS - 15450, U.V. stabilized with carbon black having thermal stability for hot & cold water supply, capable to withstand temperature up to 80?C including all special fittings of composite material (engineering plastic blend and brass inserts wherever required) eg. elbows, tees, reducers, couplers & connectors etc., with clamps at 1.00 meter spacing. This includes testing of joints complete of joints complete as per direction of the Engineer -in-Charge. Internal work - Exposed on wall 1216 ( 16 mm OD) pipe (PRICE Code: 18.1.1) | 217.35 | metre | PRICE Data | Others | Others
Providing and fixing Polyethelene - Aluminium - Polyethelene ( PE - AL- PE) Composite Pressure Pipes conforming to IS - 15450, U.V. stabilized with carbon black having thermal stability for hot & cold water supply, capable to withstand temperature up to 80?C including all special fittings of composite material (engineering plastic blend and brass inserts wherever required) eg. elbows, tees, reducers, couplers & connectors etc., with clamps at 1.00 meter spacing. This includes testing of joints complete of joints complete as per direction of the Engineer -in-Charge. Internal work - Exposed on wall 1620 (20 mm OD) pipe (PRICE Code: 18.1.2) | 254.15 | metre | PRICE Data | Others | Others
Providing and fixing Polyethelene - Aluminium - Polyethelene ( PE - AL- PE) Composite Pressure Pipes conforming to IS - 15450, U.V. stabilized with carbon black having thermal stability for hot & cold water supply, capable to withstand temperature up to 80?C including all special fittings of composite material (engineering plastic blend and brass inserts wherever required) eg. elbows, tees, reducers, couplers & connectors etc., with clamps at 1.00 meter spacing. This includes testing of joints complete of joints complete as per direction of the Engineer -in-Charge. Internal work - Exposed on wall 2025 ( 25 mm OD) pipe (PRICE Code: 18.1.3) | 315.1 | metre | PRICE Data | Others | Others
Providing and fixing Polyethelene - Aluminium - Polyethelene ( PE - AL- PE) Composite Pressure Pipes conforming to IS - 15450, U.V. stabilized with carbon black having thermal stability for hot & cold water supply, capable to withstand temperature up to 80?C including all special fittings of composite material (engineering plastic blend and brass inserts wherever required) eg. elbows, tees, reducers, couplers & connectors etc., with clamps at 1.00 meter spacing. This includes testing of joints complete of joints complete as per direction of the Engineer -in-Charge. Internal work - Exposed on wall 2532( 32 mm OD ) pipe (PRICE Code: 18.1.4) | 407.1 | metre | PRICE Data | Others | Others
Providing and fixing Polyethelene - Aluminium - Polyethelene ( PE - AL- PE) Composite Pressure Pipes conforming to IS - 15450, U.V. stabilized with carbon black having thermal stability for hot & cold water supply, capable to withstand temperature up to 80?C including all special fittings of composite material (engineering plastic blend and brass inserts wherever required) eg. elbows, tees, reducers, couplers & connectors etc., with clamps at 1.00 meter spacing. This includes testing of joints complete of joints complete as per direction of the Engineer -in-Charge. Internal work - Exposed on wall 3240 (40 mm OD) pipe (PRICE Code: 18.1.5) | 572.6 | metre | PRICE Data | Others | Others
Providing and fixing Polyethelene - Aluminium - Polyethelene ( PE - AL- PE) Composite Pressure Pipes conforming to IS - 15450, U.V. stabilized with carbon black having thermal stability for hot & cold water supply, capable to withstand temperature up to 80?C including all special fittings of composite material (engineering plastic blend and brass inserts wherever required) eg. elbows, tees, reducers, couplers & connectors etc., with clamps at 1.00 meter spacing. This includes testing of joints complete of joints complete as per direction of the Engineer -in-Charge. Internal work - Exposed on wall 4050 (50 mm OD) pipe (PRICE Code: 18.1.6) | 716.05 | metre | PRICE Data | Others | Others
Providing and fixing Polyethelene - Alumininum - Polyethelene ( PE-AL- PE) Composite Pressure Pipes conforming to IS-15450, U.V. stabilized with carbon black having thermal stability for hot & cold water supply, capable to withstand temperature up to 80C� including all special fittings of composite material (engineering plastic blend and brass inserts wherever required) e.g. elbows, tees, reducers, couplers & connectors etc., with clamps at 1.00 meter spacing. This includes the costs of cutting chases and including testing of joints complete of joints complete as per direction of the Engineer-in-Charge. Concealed work, including cutting chases and making good the wall etc. 1216 (16 mm OD) pipe (PRICE Code: 18.2.1) | 382.95 | metre | PRICE Data | Others | Others
Providing and fixing Polyethelene - Alumininum - Polyethelene ( PE-AL- PE) Composite Pressure Pipes conforming to IS-15450, U.V. stabilized with carbon black having thermal stability for hot & cold water supply, capable to withstand temperature up to 80C� including all special fittings of composite material (engineering plastic blend and brass inserts wherever required) e.g. elbows, tees, reducers, couplers & connectors etc., with clamps at 1.00 meter spacing. This includes the costs of cutting chases and including testing of joints complete of joints complete as per direction of the Engineer-in-Charge. Concealed work, including cutting chases and making good the wall etc. 1620 (20 mm OD) pipe (PRICE Code: 18.2.2) | 415.45 | metre | PRICE Data | Others | Others
Providing and fixing Polyethelene - Alumininum - Polyethelene ( PE-AL- PE) Composite Pressure Pipes conforming to IS-15450, U.V. stabilized with carbon black having thermal stability for hot & cold water supply, capable to withstand temperature up to 80C� including all special fittings of composite material (engineering plastic blend and brass inserts wherever required) e.g. elbows, tees, reducers, couplers & connectors etc., with clamps at 1.00 meter spacing. This includes the costs of cutting chases and including testing of joints complete of joints complete as per direction of the Engineer-in-Charge. Concealed work, including cutting chases and making good the wall etc. 2025 (25 mm OD) pipe (PRICE Code: 18.2.3) | 480.5 | metre | PRICE Data | Others | Others
Providing and fixing Polyethelene - Alumininum - Polyethelene ( PE-AL- PE) Composite Pressure Pipes conforming to IS-15450, U.V. stabilized with carbon black having thermal stability for hot & cold water supply, capable to withstand temperature up to 80C� including all special fittings of composite material (engineering plastic blend and brass inserts wherever required) e.g. elbows, tees, reducers, couplers & connectors etc., with clamps at 1.00 meter spacing. This includes the costs of cutting chases and including testing of joints complete of joints complete as per direction of the Engineer-in-Charge. Concealed work, including cutting chases and making good the wall etc. 2532 (32 mm OD) pipe (PRICE Code: 18.2.4) | 576.05 | metre | PRICE Data | Others | Others
Providing and fixing Polyethelene - Aluminium - Polyethelene ( PE-AL-PE) Composite Pressure Pipes conforming to IS - 15450, U.V. stabilized with carbon black having thermal stability for hot & cold water supply, capable to withstand temperature up to 800C including all special fittings of composite material ( engineering plastic blend and brass inserts wherever required) e.g. elbows, tees, reducers, couplers & connectors etc., with trenching, refilling and testing of joints complete as per direction of the engineer in charges. External work 1216 (16 mm OD) pipe (PRICE Code: 18.3.1) | 196.4 | metre | PRICE Data | Others | Others
Providing and fixing Polyethelene - Aluminium - Polyethelene ( PE-AL-PE) Composite Pressure Pipes conforming to IS - 15450, U.V. stabilized with carbon black having thermal stability for hot & cold water supply, capable to withstand temperature up to 800C including all special fittings of composite material ( engineering plastic blend and brass inserts wherever required) e.g. elbows, tees, reducers, couplers & connectors etc., with trenching, refilling and testing of joints complete as per direction of the engineer in charges. External work 1620 (20 mm OD) pipe (PRICE Code: 18.3.2) | 220.55 | metre | PRICE Data | Others | Others
Providing and fixing Polyethelene - Aluminium - Polyethelene ( PE-AL-PE) Composite Pressure Pipes conforming to IS - 15450, U.V. stabilized with carbon black having thermal stability for hot & cold water supply, capable to withstand temperature up to 800C including all special fittings of composite material ( engineering plastic blend and brass inserts wherever required) e.g. elbows, tees, reducers, couplers & connectors etc., with trenching, refilling and testing of joints complete as per direction of the engineer in charges. External work 2025 ( 20 mm OD) pipe (PRICE Code: 18.3.3) | 268.85 | metre | PRICE Data | Others | Others
Providing and fixing Polyethelene - Aluminium - Polyethelene ( PE-AL-PE) Composite Pressure Pipes conforming to IS - 15450, U.V. stabilized with carbon black having thermal stability for hot & cold water supply, capable to withstand temperature up to 800C including all special fittings of composite material ( engineering plastic blend and brass inserts wherever required) e.g. elbows, tees, reducers, couplers & connectors etc., with trenching, refilling and testing of joints complete as per direction of the engineer in charges. External work 2532 (32 mm OD) pipe (PRICE Code: 18.3.4) | 339.85 | metre | PRICE Data | Others | Others
Providing and fixing Polyethelene - Aluminium - Polyethelene ( PE-AL-PE) Composite Pressure Pipes conforming to IS - 15450, U.V. stabilized with carbon black having thermal stability for hot & cold water supply, capable to withstand temperature up to 800C including all special fittings of composite material ( engineering plastic blend and brass inserts wherever required) e.g. elbows, tees, reducers, couplers & connectors etc., with trenching, refilling and testing of joints complete as per direction of the engineer in charges. External work 3240 (40 mm OD) pipe (PRICE Code: 18.3.5) | 475.5 | metre | PRICE Data | Others | Others
Providing and fixing Polyethelene - Aluminium - Polyethelene ( PE-AL-PE) Composite Pressure Pipes conforming to IS - 15450, U.V. stabilized with carbon black having thermal stability for hot & cold water supply, capable to withstand temperature up to 800C including all special fittings of composite material ( engineering plastic blend and brass inserts wherever required) e.g. elbows, tees, reducers, couplers & connectors etc., with trenching, refilling and testing of joints complete as per direction of the engineer in charges. External work 4050 (50 mm OD) pipe (PRICE Code: 18.3.6) | 618.95 | metre | PRICE Data | Others | Others
Providing and fixing Chlorinated Polyvinyl Chloride (CPVC) pipes, having thermal stability for hot & cold water supply, including all CPVC plain & brass threaded fittings including fixing the pipe with clamps at 1.00 m spacing. This includes jointing of pipes & fittings with one step CPVC solvent cement and testing of joints complete as per direction of Engineer -in-Charge. Internal work - Exposed on wall 15 mm nominal outer dia pipes (PRICE Code: 18.7.1) | 209.7 | metre | PRICE Data | Others | Others
Providing and fixing Chlorinated Polyvinyl Chloride (CPVC) pipes, having thermal stability for hot & cold water supply, including all CPVC plain & brass threaded fittings including fixing the pipe with clamps at 1.00 m spacing. This includes jointing of pipes & fittings with one step CPVC solvent cement and testing of joints complete as per direction of Engineer -in-Charge. Internal work - Exposed on wall 20 mm nominal outer dia pipes (PRICE Code: 18.7.2) | 266.45 | metre | PRICE Data | Others | Others
Providing and fixing Chlorinated Polyvinyl Chloride (CPVC) pipes, having thermal stability for hot & cold water supply, including all CPVC plain & brass threaded fittings including fixing the pipe with clamps at 1.00 m spacing. This includes jointing of pipes & fittings with one step CPVC solvent cement and testing of joints complete as per direction of Engineer -in-Charge. Internal work - Exposed on wall 25 mm nominal outer dia pipes (PRICE Code: 18.7.3) | 320.5 | metre | PRICE Data | Others | Others
Providing and fixing Chlorinated Polyvinyl Chloride (CPVC) pipes, having thermal stability for hot & cold water supply, including all CPVC plain & brass threaded fittings including fixing the pipe with clamps at 1.00 m spacing. This includes jointing of pipes & fittings with one step CPVC solvent cement and testing of joints complete as per direction of Engineer -in-Charge. Internal work - Exposed on wall 32 mm nominal outer dia pipes (PRICE Code: 18.7.4) | 417.15 | metre | PRICE Data | Others | Others
Providing and fixing Chlorinated Polyvinyl Chloride (CPVC) pipes, having thermal stability for hot & cold water supply, including all CPVC plain & brass threaded fittings including fixing the pipe with clamps at 1.00 m spacing. This includes jointing of pipes & fittings with one step CPVC solvent cement and testing of joints complete as per direction of Engineer -in-Charge. Internal work - Exposed on wall 40 mm nominal outer dia pipes (PRICE Code: 18.7.5) | 563.05 | metre | PRICE Data | Others | Others
Providing and fixing Chlorinated Polyvinyl Chloride (CPVC) pipes, having thermal stability for hot & cold water supply, including all CPVC plain & brass threaded fittings including fixing the pipe with clamps at 1.00 m spacing. This includes jointing of pipes & fittings with one step CPVC solvent cement and testing of joints complete as per direction of Engineer -in-Charge. Internal work - Exposed on wall 50 mm nominal outer dia pipes (PRICE Code: 18.7.6) | 784.35 | metre | PRICE Data | Others | Others
Providing and fixing Chlorinated Polyvinyl Chloride (CPVC) pipes, having thermal stability for hot & cold water supply, including all CPVC plain & brass threaded fittings i/c fixing the pipe with clamps at 1.00 m spacing. This includes jointing of pipes& fittings, with one step CPVC solvent cement and the cost of cutting chases and making good the same including testing of joints complete as per direction of Engineer-in-Charge. Concealed work, including cutting chases and making good the wall etc. 15 mm nominal outer dia pipes (PRICE Code: 18.8.1) | 355.6 | metre | PRICE Data | Others | Others
Providing and fixing Chlorinated Polyvinyl Chloride (CPVC) pipes, having thermal stability for hot & cold water supply, including all CPVC plain & brass threaded fittings i/c fixing the pipe with clamps at 1.00 m spacing. This includes jointing of pipes& fittings, with one step CPVC solvent cement and the cost of cutting chases and making good the same including testing of joints complete as per direction of Engineer-in-Charge. Concealed work, including cutting chases and making good the wall etc. 20 mm nominal outer dia pipes (PRICE Code: 18.8.2) | 415.05 | metre | PRICE Data | Others | Others
Providing and fixing Chlorinated Polyvinyl Chloride (CPVC) pipes, having thermal stability for hot & cold water supply, including all CPVC plain & brass threaded fittings i/c fixing the pipe with clamps at 1.00 m spacing. This includes jointing of pipes& fittings, with one step CPVC solvent cement and the cost of cutting chases and making good the same including testing of joints complete as per direction of Engineer-in-Charge. Concealed work, including cutting chases and making good the wall etc. 25 mm nominal outer dia pipes (PRICE Code: 18.8.3) | 487.8 | metre | PRICE Data | Others | Others
Providing and fixing Chlorinated Polyvinyl Chloride (CPVC) pipes, having thermal stability for hot & cold water supply, including all CPVC plain & brass threaded fittings i/c fixing the pipe with clamps at 1.00 m spacing. This includes jointing of pipes& fittings, with one step CPVC solvent cement and the cost of cutting chases and making good the same including testing of joints complete as per direction of Engineer-in-Charge. Concealed work, including cutting chases and making good the wall etc. 32 mm nominal outer dia pipes (PRICE Code: 18.8.4) | 589.55 | metre | PRICE Data | Others | Others
Providing and fixing Chlorinated Polyvinyl Chloride (CPVC) pipes, having thermal stability for hot & cold water supply including all CPVC plain & brass threaded fittings. This includes jointing of pipes & fittings with one step CPVC solvent cement, trenching , refilling & testing of joints complete as per direction of Engineer- in-Charge. External work 15 mm nominal outer dia pipes (PRICE Code: 18.9.1) | 176.1 | metre | PRICE Data | Others | Others
Providing and fixing Chlorinated Polyvinyl Chloride (CPVC) pipes, having thermal stability for hot & cold water supply including all CPVC plain & brass threaded fittings. This includes jointing of pipes & fittings with one step CPVC solvent cement, trenching , refilling & testing of joints complete as per direction of Engineer- in-Charge. External work 20 mm nominal outer dia pipes (PRICE Code: 18.9.2) | 220.25 | metre | PRICE Data | Others | Others
Providing and fixing Chlorinated Polyvinyl Chloride (CPVC) pipes, having thermal stability for hot & cold water supply including all CPVC plain & brass threaded fittings. This includes jointing of pipes & fittings with one step CPVC solvent cement, trenching , refilling & testing of joints complete as per direction of Engineer- in-Charge. External work 25 mm nominal outer dia pipes (PRICE Code: 18.9.3) | 283.55 | metre | PRICE Data | Others | Others
Providing and fixing Chlorinated Polyvinyl Chloride (CPVC) pipes, having thermal stability for hot & cold water supply including all CPVC plain & brass threaded fittings. This includes jointing of pipes & fittings with one step CPVC solvent cement, trenching , refilling & testing of joints complete as per direction of Engineer- in-Charge. External work 32 mm nominal outer dia pipes (PRICE Code: 18.9.4) | 359.15 | metre | PRICE Data | Others | Others
Providing and fixing Chlorinated Polyvinyl Chloride (CPVC) pipes, having thermal stability for hot & cold water supply including all CPVC plain & brass threaded fittings. This includes jointing of pipes & fittings with one step CPVC solvent cement, trenching , refilling & testing of joints complete as per direction of Engineer- in-Charge. External work 40 mm nominal outer dia pipes (PRICE Code: 18.9.5) | 466 | metre | PRICE Data | Others | Others
Providing and fixing Chlorinated Polyvinyl Chloride (CPVC) pipes, having thermal stability for hot & cold water supply including all CPVC plain & brass threaded fittings. This includes jointing of pipes & fittings with one step CPVC solvent cement, trenching , refilling & testing of joints complete as per direction of Engineer- in-Charge. External work 50 mm nominal outer dia pipes (PRICE Code: 18.9.6) | 687.25 | metre | PRICE Data | Others | Others
Providing and fixing Chlorinated Polyvinyl Chloride (CPVC) pipes, having thermal stability for hot & cold water supply including all CPVC plain & brass threaded fittings. This includes jointing of pipes & fittings with one step CPVC solvent cement, trenching , refilling & testing of joints complete as per direction of Engineer- in-Charge. External work 62.50 mm nominal inner dia pipes (PRICE Code: 18.9.7) | 1347.6 | metre | PRICE Data | Others | Others
Providing and fixing Chlorinated Polyvinyl Chloride (CPVC) pipes, having thermal stability for hot & cold water supply including all CPVC plain & brass threaded fittings. This includes jointing of pipes & fittings with one step CPVC solvent cement, trenching , refilling & testing of joints complete as per direction of Engineer- in-Charge. External work 75 mm nominal inner dia pipes (PRICE Code: 18.9.8) | 1706.6 | metre | PRICE Data | Others | Others
Providing and fixing Chlorinated Polyvinyl Chloride (CPVC) pipes, having thermal stability for hot & cold water supply including all CPVC plain & brass threaded fittings. This includes jointing of pipes & fittings with one step CPVC solvent cement, trenching , refilling & testing of joints complete as per direction of Engineer- in-Charge. External work 100 mm nominal inner dia pipes (PRICE Code: 18.9.9) | 2413 | metre | PRICE Data | Others | Others
Providing and fixing Chlorinated Polyvinyl Chloride (CPVC) pipes, having thermal stability for hot & cold water supply including all CPVC plain & brass threaded fittings. This includes jointing of pipes & fittings with one step CPVC solvent cement, trenching , refilling & testing of joints complete as per direction of Engineer- in-Charge. External work 150 mm nominal inner dia pipes (PRICE Code: 18.9.10) | 5054.1 | metre | PRICE Data | Others | Others
Providing and fixing G.I. pipes complete with G.I. fittings and clamps, including cutting and making good the walls etc. Internal work- Exposed on wall 15 mm dia nominal bore (PRICE Code: 18.10.1) | 247.3 | metre | PRICE Data | Others | Others
Providing and fixing G.I. pipes complete with G.I. fittings and clamps, including cutting and making good the walls etc. Internal work- Exposed on wall 20 mm dia nominal bore (PRICE Code: 18.10.2) | 298.7 | metre | PRICE Data | Others | Others
Providing and fixing G.I. pipes complete with G.I. fittings and clamps, including cutting and making good the walls etc. Internal work- Exposed on wall 25 mm dia nominal bore (PRICE Code: 18.10.3) | 380.25 | metre | PRICE Data | Others | Others
Providing and fixing G.I. pipes complete with G.I. fittings and clamps, including cutting and making good the walls etc. Internal work- Exposed on wall 32 mm dia nominal bore (PRICE Code: 18.10.4) | 459.85 | metre | PRICE Data | Others | Others
Providing and fixing G.I. pipes complete with G.I. fittings and clamps, including cutting and making good the walls etc. Internal work- Exposed on wall 40 mm dia nominal bore (PRICE Code: 18.10.5) | 555.25 | metre | PRICE Data | Others | Others
Providing and fixing G.I. pipes complete with G.I. fittings and clamps, including cutting and making good the walls etc. Internal work- Exposed on wall 50 mm dia nominal bore (PRICE Code: 18.10.6) | 683 | metre | PRICE Data | Others | Others
Providing & Fixing GI pipes complete with GI fittings and clamps including making good the walls etc. concealed pipe including painting with anti corrosive bitumastic paint, cutting chases and making good the wall: 15 mm dia nominal bore (PRICE Code: 18.11.1) | 388.55 | metre | PRICE Data | Others | Others
Providing & Fixing GI pipes complete with GI fittings and clamps including making good the walls etc. concealed pipe including painting with anti corrosive bitumastic paint, cutting chases and making good the wall: 20 mm dia nominal bore (PRICE Code: 18.11.2) | 428.9 | metre | PRICE Data | Others | Others
Providing and fixing G.I. pipes complete with G.I fittings including trenching and refilling etc. External work 15 mm dia nominal bore (PRICE Code: 18.12.1) | 211.95 | metre | PRICE Data | Others | Others
Providing and fixing G.I. pipes complete with G.I fittings including trenching and refilling etc. External work 20 mm dia nominal bore (PRICE Code: 18.12.2) | 246.35 | metre | PRICE Data | Others | Others
Providing and fixing G.I. pipes complete with G.I fittings including trenching and refilling etc. External work 25 mm dia nominal bore (PRICE Code: 18.12.3) | 316.45 | metre | PRICE Data | Others | Others
Providing and fixing G.I. pipes complete with G.I fittings including trenching and refilling etc. External work 32 mm dia nominal bore (PRICE Code: 18.12.4) | 368.65 | metre | PRICE Data | Others | Others
Providing and fixing G.I. pipes complete with G.I fittings including trenching and refilling etc. External work 40 mm dia nominal bore (PRICE Code: 18.12.5) | 419.45 | metre | PRICE Data | Others | Others
Providing and fixing G.I. pipes complete with G.I fittings including trenching and refilling etc. External work 50 mm dia nominal bore (PRICE Code: 18.12.6) | 490.7 | metre | PRICE Data | Others | Others
Providing and fixing G.I. pipes complete with G.I fittings including trenching and refilling etc. External work 65 mm dia nominal bore (PRICE Code: 18.12.7) | 621.6 | metre | PRICE Data | Others | Others
Providing and fixing G.I. pipes complete with G.I fittings including trenching and refilling etc. External work 80 mm dia nominal bore (PRICE Code: 18.12.8) | 752.15 | metre | PRICE Data | Others | Others
Making connection of G.I. distribution branch with G.I main of following sizes by providing and fixing tee, including cutting and threading the pipe etc. complete: 25 to 40 mm nominal bore (PRICE Code: 18.13.1) | 584.65 | each | PRICE Data | Others | Others
Making connection of G.I. distribution branch with G.I main of following sizes by providing and fixing tee, including cutting and threading the pipe etc. complete: 50 to 80 mm nominal bore (PRICE Code: 18.13.2) | 1243.8 | each | PRICE Data | Others | Others
Fixing water meter and stop cock in G.I. pipe line including cutting and threading the pipe and making long screws etc. complete ( cost of water meter and stop cock to be paid separately) (PRICE Code: 18.14) | 526.55 | each | PRICE Data | Others | Others
Providing and fixing brass bib cock of approved quality : 15 mm nominal bore (PRICE Code: 18.15.1) | 262.65 | each | PRICE Data | Others | Others
Providing and fixing brass bib cock of approved quality : 20 mm nominal bore (PRICE Code: 18.15.2) | 283.4 | each | PRICE Data | Others | Others
Providing and fixing brass stop cock of approved quality : 15 mm nominal bore (PRICE Code: 18.16.1) | 262.65 | each | PRICE Data | Others | Others
Providing and fixing brass stop cock of approved quality : 20 mm nominal bore (PRICE Code: 18.16.2) | 283.4 | each | PRICE Data | Others | Others
Providing and fixing gun metal gate valve with C.I. wheel of approved quality (screwed end) : 25 mm nominal bore (PRICE Code: 18.17.1) | 431.6 | each | PRICE Data | Others | Others
Providing and fixing gun metal gate valve with C.I. wheel of approved quality (screwed end) : 32 mm nominal bore (PRICE Code: 18.17.2) | 504.6 | each | PRICE Data | Others | Others
Providing and fixing gun metal gate valve with C.I. wheel of approved quality (screwed end) : 40 mm nominal bore (PRICE Code: 18.17.3) | 588.95 | each | PRICE Data | Others | Others
Providing and fixing gun metal gate valve with C.I. wheel of approved quality (screwed end) : 50 mm nominal bore (PRICE Code: 18.17.4) | 754.55 | each | PRICE Data | Others | Others
Providing and fixing gun metal gate valve with C.I. wheel of approved quality (screwed end) : 65 mm nominal bore (PRICE Code: 18.17.5) | 1291.85 | each | PRICE Data | Others | Others
Providing and fixing gun metal gate valve with C.I. wheel of approved quality (screwed end) : 80 mm nominal bore (PRICE Code: 18.17.6) | 1925.4 | each | PRICE Data | Others | Others
Providing and fixing gun metal gate valve with C.I. wheel of approved quality (screwed end) : 20 mm nominal bore (PRICE Code: 18.17.1A) | 399.55 | no | PRICE Data | Others | Others
Providing and fixing ball valve (brass) of approved quality, High or low pressure, with plastic floats complete: 15 mm nominal bore (PRICE Code: 18.18.1) | 294.05 | each | PRICE Data | Others | Others
Providing and fixing ball valve (brass) of approved quality, High or low pressure, with plastic floats complete: 20 mm nominal bore (PRICE Code: 18.18.2) | 335.45 | each | PRICE Data | Others | Others
Providing and fixing ball valve (brass) of approved quality, High or low pressure, with plastic floats complete: 25 mm nominal bore (PRICE Code: 18.18.3) | 342.05 | each | PRICE Data | Others | Others
Providing and fixing gun metal non-return valve of approved quality (screwed end): 25 mm nominal bore Horizontal (PRICE Code: 18.19.1.1) | 414.7 | each | PRICE Data | Others | Others
Providing and fixing gun metal non-return valve of approved quality (screwed end): 25 mm nominal bore Vertical (PRICE Code: 18.19.1.2) | 437.95 | each | PRICE Data | Others | Others
Providing and fixing gun metal non-return valve of approved quality (screwed end): 32 mm nominal bore Horizontal (PRICE Code: 18.19.2.1) | 557.1 | each | PRICE Data | Others | Others
Providing and fixing gun metal non-return valve of approved quality (screwed end): 32 mm nominal bore Vertical (PRICE Code: 18.19.2.2) | 615.2 | each | PRICE Data | Others | Others
Providing and fixing gun metal non-return valve of approved quality (screwed end): 40 mm nominal bore Horizontal (PRICE Code: 18.19.3.1) | 687.9 | each | PRICE Data | Others | Others
Providing and fixing gun metal non-return valve of approved quality (screwed end): 40 mm nominal bore Vertical (PRICE Code: 18.19.3.2) | 850.5 | each | PRICE Data | Others | Others
Providing and fixing gun metal non-return valve of approved quality (screwed end): 50 mm nominal bore Horizontal (PRICE Code: 18.19.4.1) | 993.2 | each | PRICE Data | Others | Others
Providing and fixing gun metal non-return valve of approved quality (screwed end): 50 mm nominal bore Vertical (PRICE Code: 18.19.4.2) | 1086.1 | each | PRICE Data | Others | Others
Providing and fixing gun metal non-return valve of approved quality (screwed end): 65 mm nominal bore Horizontal (PRICE Code: 18.19.5.1) | 1774.45 | each | PRICE Data | Others | Others
Providing and fixing gun metal non-return valve of approved quality (screwed end): 65 mm nominal bore Vertical (PRICE Code: 18.19.5.2) | 1786.05 | each | PRICE Data | Others | Others
Providing and fixing gun metal non-return valve of approved quality (screwed end): 80 mm nominal bore Horizontal (PRICE Code: 18.19.6.1) | 2509.5 | each | PRICE Data | Others | Others
Providing and fixing gun metal non-return valve of approved quality (screwed end): 80 mm nominal bore Vertical (PRICE Code: 18.19.6.2) | 2950.85 | each | PRICE Data | Others | Others
Providing and fixing brass ferrule with C.I mouth cover including boring and tapping the main: 15 mm nominal bore (PRICE Code: 18.20.1) | 256.25 | each | PRICE Data | Others | Others
Providing and fixing brass ferrule with C.I mouth cover including boring and tapping the main: 20 mm nominal bore (PRICE Code: 18.20.2) | 295.45 | each | PRICE Data | Others | Others
Providing and fixing brass ferrule with C.I mouth cover including boring and tapping the main: 25 mm nominal bore (PRICE Code: 18.20.3) | 380.55 | each | PRICE Data | Others | Others
Providing and fixing uplasticised PVC connection pipe with brass unions: 30 cm length 15 mm nominal bore (PRICE Code: 18.21.1.1) | 63.25 | each | PRICE Data | Others | Others
Providing and fixing uplasticised PVC connection pipe with brass unions: 30 cm length 20 mm nominal bore (PRICE Code: 18.21.1.2) | 69.05 | each | PRICE Data | Others | Others
Providing and fixing uplasticised PVC connection pipe with brass unions: 45 cm length 15 mm nominal bore (PRICE Code: 18.21.2.1) | 72.05 | each | PRICE Data | Others | Others
Providing and fixing uplasticised PVC connection pipe with brass unions: 20 mm nominal bore (PRICE Code: 18.21.2.2) | 87.15 | each | PRICE Data | Others | Others
Providing and fixing C.P. brass shower rose with 15 or 20 mm inlet: 100 mm diameter (PRICE Code: 18.22.1) | 131.85 | each | PRICE Data | Others | Others
Providing and fixing C.P. brass shower rose with 15 or 20 mm inlet: 150 mm diameter (PRICE Code: 18.22.2) | 163.9 | each | PRICE Data | Others | Others
Laying in positing centrifugally cast (spun) iron S & S or flanged pipes (excluding cost of pipe) (PRICE Code: 18.23) | 229.4 | quintal | PRICE Data | Others | Others
Laying in position S & S or flanged C.I. special such as tees, bends, collars, tapers and caps etc. ( excluding cost of specials). (PRICE Code: 18.24) | 426.7 | quintal | PRICE Data | Others | Others
Providing and laying S & S C.I standard specials such as tees, bends, collars, tapers, caps etc. (Heavy class): Upto 300 mm dia (PRICE Code: 18.25.1) | 4618.8 | quintal | PRICE Data | Others | Others
Providing and laying S & S C.I standard specials such as tees, bends, collars, tapers, caps etc. (Heavy class): Over 300 mm dia (PRICE Code: 18.25.2) | 4734.95 | quintal | PRICE Data | Others | Others
Providing and laying flanged C.I. Standard specials such as tees, bends, collars, tapers, caps etc., suitable for flanged jointing as per IS : 1538 : Upto 300 mm dia (PRICE Code: 18.26.1) | 6825.65 | quintal | PRICE Data | Others | Others
Providing and laying flanged C.I. Standard specials such as tees, bends, collars, tapers, caps etc., suitable for flanged jointing as per IS : 1538 : Over 300 mm dia (PRICE Code: 18.26.2) | 6825.65 | quintal | PRICE Data | Others | Others
Providing and laying S & S centrifugally cast ( Spun) iron pipes ( Class LA) conforming to IS - 1536 : 100 mm dia pipe (PRICE Code: 18.27.1) | 1043.45 | metre | PRICE Data | Others | Others
Providing and laying S & S centrifugally cast ( Spun) iron pipes ( Class LA) conforming to IS - 1536 : 125 mm dia pipe (PRICE Code: 18.27.2) | 1302 | metre | PRICE Data | Others | Others
Providing and laying S & S centrifugally cast ( Spun) iron pipes ( Class LA) conforming to IS - 1536 : 150 mm dia pipe (PRICE Code: 18.27.3) | 1571.95 | metre | PRICE Data | Others | Others
Providing and laying S & S centrifugally cast ( Spun) iron pipes ( Class LA) conforming to IS - 1536 : 200 mm dia pipe (PRICE Code: 18.27.4) | 2658.9 | metre | PRICE Data | Others | Others
Providing and laying S & S centrifugally cast ( Spun) iron pipes ( Class LA) conforming to IS - 1536 : 250 mm dia pipe (PRICE Code: 18.27.5) | 3474.2 | metre | PRICE Data | Others | Others
Providing and laying S & S centrifugally cast ( Spun) iron pipes ( Class LA) conforming to IS - 1536 : 300 mm dia pipe (PRICE Code: 18.27.6) | 4680.1 | metre | PRICE Data | Others | Others
Providing and laying S & S centrifugally cast ( Spun) iron pipes ( Class LA) conforming to IS - 1536 : 350 mm dia pipe (PRICE Code: 18.27.7) | 5619.05 | metre | PRICE Data | Others | Others
Providing and laying S & S centrifugally cast ( Spun) iron pipes ( Class LA) conforming to IS - 1536 : 400 mm dia pipe (PRICE Code: 18.27.8) | 7391.2 | metre | PRICE Data | Others | Others
Providing and laying S & S centrifugally cast ( Spun) iron pipes ( Class LA) conforming to IS - 1536 : 450 mm dia pipe (PRICE Code: 18.27.9) | 8949.4 | metre | PRICE Data | Others | Others
Providing and laying S & S centrifugally cast ( Spun) iron pipes ( Class LA) conforming to IS - 1536 : 500 mm dia pipe (PRICE Code: 18.27.10) | 10390.75 | metre | PRICE Data | Others | Others
Providing and laying S & S centrifugally cast ( Spun) iron pipes ( Class LA) conforming to IS - 1536 : 600 mm dia pipe (PRICE Code: 18.27.11) | 14517.5 | metre | PRICE Data | Others | Others
Providing lead caulked joints to spun iron or C.I pipes and specials including testing of joints but excluding the cost of pig lead: 100 mm diameter pipe (PRICE Code: 18.28.1) | 325.35 | no | PRICE Data | Others | Others
Providing lead caulked joints to spun iron or C.I pipes and specials including testing of joints but excluding the cost of pig lead: 125 mm diameter pipe (PRICE Code: 18.28.2) | 483.25 | no | PRICE Data | Others | Others
Providing lead caulked joints to spun iron or C.I pipes and specials including testing of joints but excluding the cost of pig lead: 150 mm diameter pipe (PRICE Code: 18.28.3) | 488.5 | no | PRICE Data | Others | Others
Providing lead caulked joints to spun iron or C.I pipes and specials including testing of joints but excluding the cost of pig lead: 200 mm diameter pipe (PRICE Code: 18.28.4) | 649.05 | no | PRICE Data | Others | Others
Providing lead caulked joints to spun iron or C.I pipes and specials including testing of joints but excluding the cost of pig lead: 250 mm diameter pipe (PRICE Code: 18.28.5) | 811.25 | no | PRICE Data | Others | Others
Providing lead caulked joints to spun iron or C.I pipes and specials including testing of joints but excluding the cost of pig lead: 300 mm diameter pipe (PRICE Code: 18.28.6) | 975.8 | no | PRICE Data | Others | Others
Providing lead caulked joints to spun iron or C.I pipes and specials including testing of joints but excluding the cost of pig lead: 350 mm diameter pipe (PRICE Code: 18.28.7) | 993.75 | no | PRICE Data | Others | Others
Providing lead caulked joints to spun iron or C.I pipes and specials including testing of joints but excluding the cost of pig lead: 400 mm diameter pipe (PRICE Code: 18.28.8) | 1307.25 | no | PRICE Data | Others | Others
Providing lead caulked joints to spun iron or C.I pipes and specials including testing of joints but excluding the cost of pig lead: 450 mm diameter pipe (PRICE Code: 18.28.9) | 1467.7 | no | PRICE Data | Others | Others
Providing lead caulked joints to spun iron or C.I pipes and specials including testing of joints but excluding the cost of pig lead: 500 mm diameter pipe (PRICE Code: 18.28.10) | 1551.75 | no | PRICE Data | Others | Others
Providing lead caulked joints to spun iron or C.I pipes and specials including testing of joints but excluding the cost of pig lead: 600 mm diameter pipe (PRICE Code: 18.28.11) | 2104.35 | no | PRICE Data | Others | Others
Supplying pig lead at site of work. (PRICE Code: 18.29) | 20453.1 | quintal | PRICE Data | Others | Others
Providing flanged joints to double flanged C.I./ D.I pipes and specials, including testing of joints: 80 mm diameter pipe (PRICE Code: 18.30.1) | 146.85 | no | PRICE Data | Others | Others
Providing flanged joints to double flanged C.I./ D.I pipes and specials, including testing of joints: 100 mm diameter pipe (PRICE Code: 18.30.2) | 230.05 | no | PRICE Data | Others | Others
Providing flanged joints to double flanged C.I./ D.I pipes and specials, including testing of joints: 125 mm diameter pipe (PRICE Code: 18.30.3) | 241.65 | no | PRICE Data | Others | Others
Providing flanged joints to double flanged C.I./ D.I pipes and specials, including testing of joints: 150 mm diameter pipe (PRICE Code: 18.30.4) | 284.25 | no | PRICE Data | Others | Others
Providing flanged joints to double flanged C.I./ D.I pipes and specials, including testing of joints: 200 mm diameter pipe (PRICE Code: 18.30.5) | 308.65 | no | PRICE Data | Others | Others
Providing flanged joints to double flanged C.I./ D.I pipes and specials, including testing of joints: 250 mm diameter pipe (PRICE Code: 18.30.6) | 420.8 | no | PRICE Data | Others | Others
Providing flanged joints to double flanged C.I./ D.I pipes and specials, including testing of joints: 300 mm diameter pipe (PRICE Code: 18.30.7) | 426.6 | no | PRICE Data | Others | Others
Providing flanged joints to double flanged C.I./ D.I pipes and specials, including testing of joints: 350 mm diameter pipe (PRICE Code: 18.30.8) | 573.35 | no | PRICE Data | Others | Others
Providing flanged joints to double flanged C.I./ D.I pipes and specials, including testing of joints: 400 mm diameter pipe (PRICE Code: 18.30.9) | 786.5 | no | PRICE Data | Others | Others
Providing flanged joints to double flanged C.I./ D.I pipes and specials, including testing of joints: 450 mm diameter pipe (PRICE Code: 18.30.10) | 968.1 | no | PRICE Data | Others | Others
Providing flanged joints to double flanged C.I./ D.I pipes and specials, including testing of joints: 500 mm diameter pipe (PRICE Code: 18.30.11) | 1096.65 | no | PRICE Data | Others | Others
Providing flanged joints to double flanged C.I./ D.I pipes and specials, including testing of joints: 600 mm diameter pipe (PRICE Code: 18.30.12) | 1283.2 | no | PRICE Data | Others | Others
Providing and fixing C.I. sluice valves (with cap) complete with bolts, nuts, rubber insertion etc. (the tail pieces if required will be paid separately): 100 mm diameter Class I (PRICE Code: 18.31.1.1) | 3453.05 | no | PRICE Data | Others | Others
Providing and fixing C.I. sluice valves (with cap) complete with bolts, nuts, rubber insertion etc. (the tail pieces if required will be paid separately): 100 mm diameter Class II (PRICE Code: 18.31.1.2) | 3842.4 | no | PRICE Data | Others | Others
Providing and fixing C.I. sluice valves (with cap) complete with bolts, nuts, rubber insertion etc. (the tail pieces if required will be paid separately): 125 mm diameter Class I (PRICE Code: 18.31.2.1) | 3749.45 | no | PRICE Data | Others | Others
Providing and fixing C.I. sluice valves (with cap) complete with bolts, nuts, rubber insertion etc. (the tail pieces if required will be paid separately): 125 mm diameter Class II (PRICE Code: 18.31.2.2) | 4498.8 | no | PRICE Data | Others | Others
Providing and fixing C.I. sluice valves (with cap) complete with bolts, nuts, rubber insertion etc. (the tail pieces if required will be paid separately): 150 mm diameter Class I (PRICE Code: 18.31.3.1) | 5066.95 | no | PRICE Data | Others | Others
Providing and fixing C.I. sluice valves (with cap) complete with bolts, nuts, rubber insertion etc. (the tail pieces if required will be paid separately): 150 mm diameter Class II (PRICE Code: 18.31.3.2) | 5592.85 | no | PRICE Data | Others | Others
Providing and fixing C.I. sluice valves (with cap) complete with bolts, nuts, rubber insertion etc. (the tail pieces if required will be paid separately): 200 mm diameter Class I (PRICE Code: 18.31.4.1) | 9860.05 | no | PRICE Data | Others | Others
Providing and fixing C.I. sluice valves (with cap) complete with bolts, nuts, rubber insertion etc. (the tail pieces if required will be paid separately): 200 mm diameter Class II (PRICE Code: 18.31.4.2) | 11612.9 | no | PRICE Data | Others | Others
Class I (PRICE Code: 18.31.5.1) | 14381.8 | no | PRICE Data | Others | Others
Providing and fixing C.I. sluice valves (with cap) complete with bolts, nuts, rubber insertion etc. (the tail pieces if required will be paid separately): 250 mm diameter Class II (PRICE Code: 18.31.5.2) | 18688.95 | no | PRICE Data | Others | Others
Providing and fixing C.I. sluice valves (with cap) complete with bolts, nuts, rubber insertion etc. (the tail pieces if required will be paid separately): 300 mm diameter Class I (PRICE Code: 18.31.6.1) | 19916.7 | no | PRICE Data | Others | Others
Providing and fixing C.I. sluice valves (with cap) complete with bolts, nuts, rubber insertion etc. (the tail pieces if required will be paid separately): 300 mm diameter Class II (PRICE Code: 18.31.6.2) | 23319.6 | no | PRICE Data | Others | Others
Constructing masonry chamber 30x30x50 cm inside, in brick work in cement mortar 1:4 (1 cement : 4 coarse sand) for stop cock, with C.I. surface box 100x100x75 mm (inside) with hinged cover fixed in cement concrete slab 1:2:4 mix (1 cement : 2 coarse sand: 4 graded stone aggregate 20 mm nominal size), i/c necessary excavation, foundation concrete 1:5:10 (1 cement : 5 fine sand : 10 graded stone aggregate 40 mm nominal size) and inside plastering with cement mortar 1:3 (1 cement : 3 coarse sand) 12 mm thick, finished with a floating coat of neat cement complete as per standard design: With common burnt clay F.P.S (non modular) bricks of class designation 7.5 (PRICE Code: 18.32.1) | 1373.75 | each | PRICE Data | Others | Others
Constructing masonry chamber 60x60x75 cm inside, in brick work in cement mortar 1:4 (1 cement:4 coarse sand) for sluice valve, with C.I. surface box 100 mm top diameter, 160 mm bottom diameter and 180 mm deep (inside) with chained lid and RCC top slab 1:2:4 mix ( 1 cement : 2 coarse sand : 4 graded stone aggregate 20 mm nominal size), i/c necessary excavation, foundation concrete 1:5:10 ( 1 cement : 5 fine sand: 10 graded stone aggregate 40 mm nominal size) and inside plastering with cement mortar 1:3 ( 1 cement : 3 coarse sand) 12 mm thick, finished with a floating coat of neat cement complete as per standard design: With common burnt clay F.P.S (non modular) bricks of class designation 7.5 (PRICE Code: 18.33.1) | 8063.8 | each | PRICE Data | Others | Others
Constructing masonry chamber 90x90x100 cm inside, in brick work in cement mortar 1:4 (1 cement : 4 coarse sand) for sluice valve, with C.I. surface box 100 mm top diameter, 160 mm bottom diameter and 180 mm deep (inside) with chained lid and RCC top slab 1:2:4 mix (1 cement : 2 coarse sand: 4 graded stone aggregate 20 mm nominal size), i/c necessary excavation, foundation concrete 1:5:10 (1 cement : 5 fine sand: 10 graded stone aggregate 40 mm nominal size) and inside plastering with cement mortar 1:3 (1 cement : 3 coarse sand) 12 mm thick, finished with a floating coat of neat cement complete as per standard design: With common burnt clay F.P.S. (non modular) bricks of class designation 7.5 (PRICE Code: 18.34.1) | 14006.95 | each | PRICE Data | Others | Others
Constructing masonry chamber 120x120x100 cm inside, in brick work in cement mortar 1:4 (1 cement : 4 coarse sand) for sluice valve, with C.I surface box 100 mm top diameter, 160 mm bottom diameter and 180 mm deep (inside) with chained lid and RCC top slab 1:2:4 mix ( 1 cement : 2 coarse sand : 4 grades stone aggregate 20 mm nominal size), i/c necessary excavation, foundation concrete 1:5:10 ( 1 cement : 5 fine sand : 10 graded stone aggregate 40 mm nominal size) and inside plastering with cement mortar 1:3 ( 1 cement : 3 coarse sand) 12 mm thick, finished with a floating coat of neat cement complete as per standard design: With common burnt clay F.P.S. (non modular) bricks of class designation 7.5 (PRICE Code: 18.35.1) | 19414.75 | each | PRICE Data | Others | Others
Constructing masonry chamber 60x60x75 cm inside, in brick work in cement mortar 1:4 (1 cement : 4 coarse sand) for fire hydrants, with C.I surface box 350x350 mm top and 165 mm deep (inside) with chained lid and RCC top slab 1:2:4 mix (1 cement : 2 coarse sand : 4 grades stone aggregate 20 mm nominal size), i/c necessary excavation, foundation concrete 1:5:10 (1 cement : 5 fine sand: 10 graded stone aggregate 40 mm nominal size) and inside plastering with cement mortar 1:3 (1 cement : 3 coarse sand) 12 mm thick, finished with a floating coat of neat cement complete as per standard design: With common burnt clay F.P.S. (non modular) bricks of class designation 7.5 (PRICE Code: 18.36.1) | 7688.95 | each | PRICE Data | Others | Others
Constructing masonry chamber 60x45x50 cm inside, in brick work in cement mortar 1:4 ( 1 cement : 4 coarse sand) for water meter complete with C.I double flap surface box 400x200x200 mm ( inside ) with locking arrangement and RCC top slab 1:2:4 mix ( 1 cement : 2 coarse sand : 4 grades stone aggregate 20 nominal size), i/c necessary excavation, foundation concrete 1:5:10 ( 1 cement : 5fine sand : 10 graded stone aggregate 40 mm nominal size) and inside plastering with cement mortar 1:3 ( 1 cement : 3 coarse sand) 12 mm thick, finished with a floating coat of neat cement complete as per standard design: With common burnt clay F.P.S. ( non modular ) bricks of class designation 7.5 (PRICE Code: 18.37.1) | 7206.1 | each | PRICE Data | Others | Others
Painting G.I pipes and fittings with synthetic enamel white paint with two coats over a ready mixed priming coat, both of approved quality for new work: 15 mm diameter pipe (PRICE Code: 18.38.1) | 13.2 | metre | PRICE Data | Others | Others
Painting G.I pipes and fittings with synthetic enamel white paint with two coats over a ready mixed priming coat, both of approved quality for new work: 20 mm diameter pipe (PRICE Code: 18.38.2) | 15.75 | metre | PRICE Data | Others | Others
Painting G.I pipes and fittings with synthetic enamel white paint with two coats over a ready mixed priming coat, both of approved quality for new work: 25 mm diameter pipe (PRICE Code: 18.38.3) | 20.55 | metre | PRICE Data | Others | Others
Painting G.I pipes and fittings with synthetic enamel white paint with two coats over a ready mixed priming coat, both of approved quality for new work: 32 mm diameter pipe (PRICE Code: 18.38.4) | 24.65 | metre | PRICE Data | Others | Others
Painting G.I pipes and fittings with synthetic enamel white paint with two coats over a ready mixed priming coat, both of approved quality for new work: 40 mm diameter pipe (PRICE Code: 18.38.5) | 29 | metre | PRICE Data | Others | Others
Painting G.I pipes and fittings with synthetic enamel white paint with two coats over a ready mixed priming coat, both of approved quality for new work: 50 mm diameter pipe (PRICE Code: 18.38.6) | 34.55 | metre | PRICE Data | Others | Others
Repainting G.I pipes and fittings with synthetic enamel white paint with one coat of approved quality: 15 mm diameter pipe (PRICE Code: 18.39.1) | 6.55 | metre | PRICE Data | Others | Others
Repainting G.I pipes and fittings with synthetic enamel white paint with one coat of approved quality: 20 mm diameter pipe (PRICE Code: 18.39.2) | 7.75 | metre | PRICE Data | Others | Others
Repainting G.I pipes and fittings with synthetic enamel white paint with one coat of approved quality: 25 mm diameter pipe (PRICE Code: 18.39.3) | 9.85 | metre | PRICE Data | Others | Others
Repainting G.I pipes and fittings with synthetic enamel white paint with one coat of approved quality: 32 mm diameter pipe (PRICE Code: 18.39.4) | 11.8 | metre | PRICE Data | Others | Others
Repainting G.I pipes and fittings with synthetic enamel white paint with one coat of approved quality: 40 mm diameter pipe (PRICE Code: 18.39.5) | 13.7 | metre | PRICE Data | Others | Others
Repainting G.I pipes and fittings with synthetic enamel white paint with one coat of approved quality: 50 mm diameter pipe (PRICE Code: 18.39.6) | 16.3 | metre | PRICE Data | Others | Others
Painting G.I. pipes and fittings with two coats of anti-corrosive bitumastic paint of approved quality; 15 mm diameter pipe (PRICE Code: 18.40.1) | 8.05 | metre | PRICE Data | Others | Others
Painting G.I. pipes and fittings with two coats of anti-corrosive bitumastic paint of approved quality; 20 mm diameter pipe (PRICE Code: 18.40.2) | 9.65 | metre | PRICE Data | Others | Others
Painting G.I. pipes and fittings with two coats of anti-corrosive bitumastic paint of approved quality; 25 mm diameter pipe (PRICE Code: 18.40.3) | 12.25 | metre | PRICE Data | Others | Others
Painting G.I. pipes and fittings with two coats of anti-corrosive bitumastic paint of approved quality; 32 mm diameter pipe (PRICE Code: 18.40.4) | 14.8 | metre | PRICE Data | Others | Others
Painting G.I. pipes and fittings with two coats of anti-corrosive bitumastic paint of approved quality; 40 mm diameter pipe (PRICE Code: 18.40.5) | 16.85 | metre | PRICE Data | Others | Others
Painting G.I. pipes and fittings with two coats of anti-corrosive bitumastic paint of approved quality; 50 mm diameter pipe (PRICE Code: 18.40.6) | 20.25 | metre | PRICE Data | Others | Others
Painting G.I. pipes and fittings with two coats of anti-corrosive bitumastic paint of approved quality; 65 mm diameter pipe (PRICE Code: 18.40.7) | 25.1 | metre | PRICE Data | Others | Others
Painting G.I. pipes and fittings with two coats of anti-corrosive bitumastic paint of approved quality; 80 mm diameter pipe (PRICE Code: 18.40.8) | 29.2 | metre | PRICE Data | Others | Others
Providing and filling sand of grading zone V or coarser grade, all - round the G.I. pipes in external work 15 mm diameter pipe (PRICE Code: 18.41.1) | 123.8 | metre | PRICE Data | Others | Others
Providing and filling sand of grading zone V or coarser grade, all - round the G.I. pipes in external work 20 mm diameter pipe (PRICE Code: 18.41.2) | 125.45 | metre | PRICE Data | Others | Others
Providing and filling sand of grading zone V or coarser grade, all - round the G.I. pipes in external work 25 mm diameter pipe (PRICE Code: 18.41.3) | 128.8 | metre | PRICE Data | Others | Others
Providing and filling sand of grading zone V or coarser grade, all - round the G.I. pipes in external work 32 mm diameter pipe (PRICE Code: 18.41.4) | 132.15 | metre | PRICE Data | Others | Others
Providing and filling sand of grading zone V or coarser grade, all - round the G.I. pipes in external work 40 mm diameter pipe (PRICE Code: 18.41.5) | 133.85 | metre | PRICE Data | Others | Others
Providing and filling sand of grading zone V or coarser grade, all - round the G.I. pipes in external work 50 mm diameter pipe (PRICE Code: 18.41.6) | 138.85 | metre | PRICE Data | Others | Others
Providing and filling sand of grading zone V or coarser grade, all - round the G.I. pipes in external work 65 mm diameter pipe (PRICE Code: 18.41.7) | 219.15 | metre | PRICE Data | Others | Others
Providing and filling sand of grading zone V or coarser grade, all - round the G.I. pipes in external work 80 mm diameter pipe (PRICE Code: 18.41.8) | 225.85 | metre | PRICE Data | Others | Others
Providing and filling sand of grading zone V or coarser grade, all - round the G.I. pipes in external work 100 mm diameter pipe (PRICE Code: 18.41.9) | 239.25 | metre | PRICE Data | Others | Others
Providing and filling sand of grading zone V or coarser grade, all - round the G.I. pipes in external work 150 mm diameter pipe (PRICE Code: 18.41.10) | 356.35 | metre | PRICE Data | Others | Others
Providing and filling sand of grading zone V or coarser grade, all - round the G.I. pipes in external work Sub analysis item for sand filling component (PRICE Code: 18.41.1A) | 1673 | cum | PRICE Data | Others | Others
Boring with 100 mm diameter casing pipe for hand pump/ tube well in all soils except ordinary hard rocks requiring blasting, including removing the casing pipe after the hand pump/tube well is lowered and tested: Upto 6 metres depth (PRICE Code: 18.42.1) | 481.1 | metre | PRICE Data | Others | Others
Boring with 100 mm diameter casing pipe for hand pump/ tube well in all soils except ordinary hard rocks requiring blasting, including removing the casing pipe after the hand pump/tube well is lowered and tested: Beyond 6 m and upto 12 m depth (PRICE Code: 18.42.2) | 569.7 | metre | PRICE Data | Others | Others
Boring with 100 mm diameter casing pipe for hand pump/ tube well in all soils except ordinary hard rocks requiring blasting, including removing the casing pipe after the hand pump/tube well is lowered and tested: Beyond 12 m and upto 18 m depth (PRICE Code: 18.42.3) | 661.15 | metre | PRICE Data | Others | Others
Providing and placing in position filters of 40 mm diameter G.I pipe with brass strainer of approved quality (PRICE Code: 18.43) | 667.2 | metre | PRICE Data | Others | Others
Providing and fixing to filter and lowering to proper levels 40 mm G.I pipe for tube well including cleaning and priming the tube well. (PRICE Code: 18.44) | 376.75 | metre | PRICE Data | Others | Others
Providing and placing in position hand pump of approved quality for 40 mm diameter G.I pipe complete with all accessories. (PRICE Code: 18.45) | 970.4 | each | PRICE Data | Others | Others
Providing and fixing G.I. Union in G.I pipe including cutting and threading the pipe and making long screws etc. complete ( New work): 15 mm nominal bore (PRICE Code: 18.46.1) | 204.65 | each | PRICE Data | Others | Others
Providing and fixing G.I. Union in G.I pipe including cutting and threading the pipe and making long screws etc. complete ( New work): 20 mm nominal bore (PRICE Code: 18.46.2) | 226.7 | each | PRICE Data | Others | Others
Providing and fixing G.I. Union in G.I pipe including cutting and threading the pipe and making long screws etc. complete ( New work): 25 mm nominal bore (PRICE Code: 18.46.3) | 295.25 | each | PRICE Data | Others | Others
Providing and fixing G.I. Union in G.I pipe including cutting and threading the pipe and making long screws etc. complete ( New work): 32 mm nominal bore (PRICE Code: 18.46.4) | 333.6 | each | PRICE Data | Others | Others
Providing and fixing G.I. Union in G.I pipe including cutting and threading the pipe and making long screws etc. complete ( New work): 40 mm nominal bore (PRICE Code: 18.46.5) | 392.8 | each | PRICE Data | Others | Others
Providing and fixing G.I. Union in G.I pipe including cutting and threading the pipe and making long screws etc. complete ( New work): 50 mm nominal bore (PRICE Code: 18.46.6) | 519.25 | each | PRICE Data | Others | Others
Providing and fixing G.I. Union in G.I pipe including cutting and threading the pipe and making long screws etc. complete ( New work): 65 mm nominal bore (PRICE Code: 18.46.7) | 815.4 | each | PRICE Data | Others | Others
Providing and fixing G.I. Union in G.I pipe including cutting and threading the pipe and making long screws etc. complete ( New work): 80 mm nominal bore (PRICE Code: 18.46.8) | 883.95 | each | PRICE Data | Others | Others
Providing and fixing G.I Union in existing G.I pipe line, cutting and threading the pipe and making long screws, including excavation, refilling the earth or cutting of wall and making good the same complete wherever required: 15 mm nominal bore (PRICE Code: 18.47.1) | 535.8 | each | PRICE Data | Others | Others
Providing and fixing G.I Union in existing G.I pipe line, cutting and threading the pipe and making long screws, including excavation, refilling the earth or cutting of wall and making good the same complete wherever required: 20 mm nominal bore (PRICE Code: 18.47.2) | 557.9 | each | PRICE Data | Others | Others
Providing and fixing G.I Union in existing G.I pipe line, cutting and threading the pipe and making long screws, including excavation, refilling the earth or cutting of wall and making good the same complete wherever required: 25 mm nominal bore (PRICE Code: 18.47.3) | 626.4 | each | PRICE Data | Others | Others
Providing and fixing G.I Union in existing G.I pipe line, cutting and threading the pipe and making long screws, including excavation, refilling the earth or cutting of wall and making good the same complete wherever required: 32 mm nominal bore (PRICE Code: 18.47.4) | 664.75 | each | PRICE Data | Others | Others
Providing and fixing G.I Union in existing G.I pipe line, cutting and threading the pipe and making long screws, including excavation, refilling the earth or cutting of wall and making good the same complete wherever required: 40 mm nominal bore (PRICE Code: 18.47.5) | 724 | each | PRICE Data | Others | Others
Providing and fixing G.I Union in existing G.I pipe line, cutting and threading the pipe and making long screws, including excavation, refilling the earth or cutting of wall and making good the same complete wherever required: 50 mm nominal bore (PRICE Code: 18.47.6) | 970.85 | each | PRICE Data | Others | Others
Providing and fixing G.I Union in existing G.I pipe line, cutting and threading the pipe and making long screws, including excavation, refilling the earth or cutting of wall and making good the same complete wherever required: 65 mm nominal bore (PRICE Code: 18.47.7) | 1267 | each | PRICE Data | Others | Others
Providing and fixing G.I Union in existing G.I pipe line, cutting and threading the pipe and making long screws, including excavation, refilling the earth or cutting of wall and making good the same complete wherever required: 80 mm nominal bore (PRICE Code: 18.47.8) | 1335.55 | each | PRICE Data | Others | Others
Providing and placing on terrace (at all floor levels) polyethylene water storage tank :ISI 12701 marked, with cover and suitable locking arrangement and making necessary holes for inlet, outlet and overflow pipes but without fittings and the base support for tank. (PRICE Code: 18.48) | 7.65 | Litre | PRICE Data | Others | Others
Providing and fixing C.P brass bib cock of approved quality conforming to IS: 8931. 15 mm nominal bore (PRICE Code: 18.49.1) | 363.7 | each | PRICE Data | Others | Others
Providing and fixing C.P brass long nose bib cock of approved quality conforming to IS standards and weighing not less than 810 gms. 15 mm nominal bore (PRICE Code: 18.50.1) | 537.2 | each | PRICE Data | Others | Others
Providing and fixing C.P. brass long body bib cock of approved quality conforming to IS standards and weighing not less than 690 gms. 15 mm nominal bore (PRICE Code: 18.51.1) | 479.5 | each | PRICE Data | Others | Others
Providing and fixing C.P brass stop cock ( concealed) of standard design and of approved make conforming to IS: 8931 15 mm nominal bore (PRICE Code: 18.52.1) | 526.3 | each | PRICE Data | Others | Others
Providing and fixing C.P. brass angle valve for basin mixer and geyser points of approved quality conforming to IS: 8931 15 mm nominal bore (PRICE Code: 18.53.1) | 461.85 | each | PRICE Data | Others | Others
Providing and fixing PTMT bib cock of approved quality and colour. 15 mm nominal bore, 86 mm long, weighing not less than 88 gms (PRICE Code: 18.54.1) | 101.2 | each | PRICE Data | Others | Others
Providing and fixing PTMT bib cock of approved quality and colour. 15 mm nominal bore, 122 mm long, weighing not less than 99 gms (PRICE Code: 18.54.2) | 140.7 | each | PRICE Data | Others | Others
Providing and fixing PTMT bib cock of approved quality and colour. 15 mm nominal bore, 165 mm long, weighing not less than 110 gms (PRICE Code: 18.54.3) | 153.45 | each | PRICE Data | Others | Others
Providing and fixing PTMT bib cock of approved quality and colour. 15 mm nominal bore, 90 mm long, weighing not less than 93 gms (PRICE Code: 18.54.4) | 198.2 | each | PRICE Data | Others | Others
Providing and fixing PTMT stop cock of approved quality and colour. 15 mm nominal bore, 86 mm long, weighing not less than 88 gms (PRICE Code: 18.55.1) | 101.2 | each | PRICE Data | Others | Others
Providing and fixing PTMT stop cock of approved quality and colour. 20 mm nominal bore, 89 mm long, weighing not less than 88 gms (PRICE Code: 18.55.2) | 131.4 | each | PRICE Data | Others | Others
Providing and fixing PTMT stop cock of approved quality and colour. Concealed stop cock, 15 mm nominal bore, 108 mm long, weighing not less than 108 gms (PRICE Code: 18.55.3) | 173.8 | each | PRICE Data | Others | Others
Providing and fixing PTMT pillar cock of approved quality and colour. 15 mm nominal bore, 107 mm long, weighing not less than 110 gms (PRICE Code: 18.56.1) | 167.25 | each | PRICE Data | Others | Others
Providing and fixing PTMT pillar cock of approved quality and colour. 15 mm nominal bore, 125 mm long foam flow, weighing not less than 120 gms (PRICE Code: 18.56.2) | 182.35 | each | PRICE Data | Others | Others
Providing and fixing PTMT, push cock of approved quality and colour. 15 mm nominal bore, 98 mm long, weighing not less than 75 gms (PRICE Code: 18.57.1) | 90.75 | each | PRICE Data | Others | Others
Providing and fixing PTMT, push cock of approved quality and colour. 15 mm nominal bore, 80 mm long weighing not less than 46 gms (PRICE Code: 18.57.2) | 84.95 | each | PRICE Data | Others | Others
Providing and fixing PTMT grating of approved quality and colour. Circular type 100 mm nominal dia (PRICE Code: 18.58.1.1) | 32.9 | each | PRICE Data | Others | Others
Providing and fixing PTMT grating of approved quality and colour. Circular type 125 mm nominal dia with 25 mm waste hole (PRICE Code: 18.58.1.2) | 44.5 | each | PRICE Data | Others | Others
Providing and fixing PTMT grating of approved quality and colour. Rectangular type with openable circular lid 150 mm nominal size square 100 mm diameter of the inner hinged round grating (PRICE Code: 18.58.2.1) | 146.7 | each | PRICE Data | Others | Others
Providing and fixing C.I double acting air valve of approved quality with bolts, nuts, rubber insertion etc. complete ( The tail pieces, tapers etc. if required will be paid separately): 50 mm dia (PRICE Code: 18.59.1) | 4476.9 | no | PRICE Data | Others | Others
Providing and fixing C.I double acting air valve of approved quality with bolts, nuts, rubber insertion etc. complete ( The tail pieces, tapers etc. if required will be paid separately): 80 mm dia (PRICE Code: 18.59.2) | 5417.75 | no | PRICE Data | Others | Others
Providing and fixing C.I double acting air valve of approved quality with bolts, nuts, rubber insertion etc. complete ( The tail pieces, tapers etc. if required will be paid separately): 100 mm dia (PRICE Code: 18.59.3) | 7112.65 | no | PRICE Data | Others | Others
Providing and fixing enclosed type water meter (bulk type) conforming to IS: 2373 and tested by Municipal Board complete with bolts, nuts, rubber insertions etc. ( The tail pieces if required will be paid separately): 80 mm dia nominal bore (PRICE Code: 18.60.1) | 3104.55 | each | PRICE Data | Others | Others
Providing and fixing enclosed type water meter (bulk type) conforming to IS: 2373 and tested by Municipal Board complete with bolts, nuts, rubber insertions etc. ( The tail pieces if required will be paid separately): 100 mm dia nominal bore (PRICE Code: 18.60.2) | 4593.9 | each | PRICE Data | Others | Others
Providing and fixing enclosed type water meter (bulk type) conforming to IS: 2373 and tested by Municipal Board complete with bolts, nuts, rubber insertions etc. ( The tail pieces if required will be paid separately): 150 mm dia nominal bore (PRICE Code: 18.60.3) | 6707.05 | each | PRICE Data | Others | Others
Providing and fixing enclosed type water meter (bulk type) conforming to IS: 2373 and tested by Municipal Board complete with bolts, nuts, rubber insertions etc. ( The tail pieces if required will be paid separately): 200 mm dia nominal bore (PRICE Code: 18.60.4) | 7318 | each | PRICE Data | Others | Others
Providing and fixing C.I dirt box strainer for bulk type water meter with nuts, bolts, rubber insertions etc. complete conforming to IS : 2373 : 80 mm dia (PRICE Code: 18.61.1) | 3557.5 | each | PRICE Data | Others | Others
Providing and fixing C.I dirt box strainer for bulk type water meter with nuts, bolts, rubber insertions etc. complete conforming to IS : 2373 : 100 mm dia (PRICE Code: 18.61.2) | 5717.05 | each | PRICE Data | Others | Others
Providing and fixing C.I dirt box strainer for bulk type water meter with nuts, bolts, rubber insertions etc. complete conforming to IS : 2373 : 150 mm dia (PRICE Code: 18.61.3) | 7244.8 | each | PRICE Data | Others | Others
Providing and fixing C.I dirt box strainer for bulk type water meter with nuts, bolts, rubber insertions etc. complete conforming to IS : 2373 : 20 mm dia (PRICE Code: 18.61.4) | 10109.1 | each | PRICE Data | Others | Others
Providing and fixing PTMT Ball cock of approved quality, colour and make complete with Epoxy coated aluminium rod with L.P / H.P.H.D plastic ball. 15 mm nominal bore, 105 weighing not less than 138 gms (PRICE Code: 18.62.1) | 166.3 | each | PRICE Data | Others | Others
Providing and fixing PTMT Ball cock of approved quality, colour and make complete with Epoxy coated aluminium rod with L.P / H.P.H.D plastic ball. 20 mm nominal bore, 120 mm long, weighing not less than 198 gms (PRICE Code: 18.62.2) | 219.3 | each | PRICE Data | Others | Others
Providing and fixing PTMT Ball cock of approved quality, colour and make complete with Epoxy coated aluminium rod with L.P / H.P.H.D plastic ball. 25 mm nominal bore, 152 mm long, weighing not less than 440 gms (PRICE Code: 18.62.3) | 411.7 | no | PRICE Data | Others | Others
Providing and fixing PTMT Ball cock of approved quality, colour and make complete with Epoxy coated aluminium rod with L.P / H.P.H.D plastic ball. 40 mm nominal bore, 206 mm long, weighing not less than 690 gms (PRICE Code: 18.62.4) | 632.4 | each | PRICE Data | Others | Others
Providing and fixing PTMT Ball cock of approved quality, colour and make complete with Epoxy coated aluminium rod with L.P / H.P.H.D plastic ball. 50 mm nominal bore, 242 mm long weighing not less than 1240 gms. (PRICE Code: 18.62.5) | 1085.4 | no | PRICE Data | Others | Others
Providing and fixing PTMT angle stop cock 15 mm nominal bore, weighing not less than 85 gms (PRICE Code: 18.63) | 134.85 | each | PRICE Data | Others | Others
Providing and fixing PTMT swivelling shower, 15 mm nominal bore, weighing not less than 40 gms. (PRICE Code: 18.64) | 97 | no | PRICE Data | Others | Others
Providing and fixing PTMT Soap Dish Holder having length of 138 mm, breadth 102 mm, height of 75 mm with concealed fittings arrangements, weighing not less than 106 gms. (PRICE Code: 18.65) | 113.3 | each | PRICE Data | Others | Others
Providing and laying S&S.C.I Standard specials such as tees, bends, collars tapers and caps etc., suitable for flanged jointing as per IS: 1538: UPto 300 mm dia (PRICE Code: 18.66.1) | 6465.6 | quintal | PRICE Data | Others | Others
Providing and laying S&S.C.I Standard specials such as tees, bends, collars tapers and caps etc., suitable for flanged jointing as per IS: 1538: Above 300 mm dia (PRICE Code: 18.66.2) | 7638.7 | quintal | PRICE Data | Others | Others
Providing and laying S & S C.I. Standard specials suitable for mechanical jointing as per IS 13382: Upto 300 mm dia (PRICE Code: 18.67.1) | 10392.6 | quintal | PRICE Data | Others | Others
Providing and laying S & S C.I. Standard specials suitable for mechanical jointing as per IS 13382: Above 300 mm dia (PRICE Code: 18.67.2) | 10946.65 | quintal | PRICE Data | Others | Others
Providing and laying D.I specials of class K - 12 suitable for push - on jointing as per IS : 9523 : Upt 600 mm dia (PRICE Code: 18.68.1) | 14840 | quintal | PRICE Data | Others | Others
Providing and laying D.I specials of class K - 12 suitable for push - on jointing as per IS : 9523 : Above 600 mm dia (PRICE Code: 18.68.2) | 20415.2 | quintal | PRICE Data | Others | Others
Providing and laying D.I Specials of Class K - 12 suitable for mechanical jointing as per IS : 9523 : Upto 600 mm dia (PRICE Code: 18.69.1) | 15595 | quintal | PRICE Data | Others | Others
Providing and laying D.I Specials of Class K - 12 suitable for mechanical jointing as per IS : 9523 : Above 600 mm dia (PRICE Code: 18.69.2) | 22215.55 | quintal | PRICE Data | Others | Others
Providing push - on-joints to Centrifugally (Spun) Cast Iron Pipes or Ductile Iron Pipes including testing of joints and including the cost of rubber gasket: 100 mm dia pipes (PRICE Code: 18.70.1) | 79.55 | joint | PRICE Data | Others | Others
Providing push - on-joints to Centrifugally (Spun) Cast Iron Pipes or Ductile Iron Pipes including testing of joints and including the cost of rubber gasket: 150 mm dia pipes (PRICE Code: 18.70.2) | 130.1 | joint | PRICE Data | Others | Others
Providing push - on-joints to Centrifugally (Spun) Cast Iron Pipes or Ductile Iron Pipes including testing of joints and including the cost of rubber gasket: 200 mm dia pipes (PRICE Code: 18.70.3) | 190.85 | joint | PRICE Data | Others | Others
Providing push - on-joints to Centrifugally (Spun) Cast Iron Pipes or Ductile Iron Pipes including testing of joints and including the cost of rubber gasket: 250 mm dia pipes (PRICE Code: 18.70.4) | 233.05 | joint | PRICE Data | Others | Others
Providing push - on-joints to Centrifugally (Spun) Cast Iron Pipes or Ductile Iron Pipes including testing of joints and including the cost of rubber gasket: 300 mm dia pipe (PRICE Code: 18.70.5) | 304.3 | joint | PRICE Data | Others | Others
Providing push - on-joints to Centrifugally (Spun) Cast Iron Pipes or Ductile Iron Pipes including testing of joints and including the cost of rubber gasket: 350 mm dia pipes (PRICE Code: 18.70.6) | 322.85 | joint | PRICE Data | Others | Others
Providing push - on-joints to Centrifugally (Spun) Cast Iron Pipes or Ductile Iron Pipes including testing of joints and including the cost of rubber gasket: 400 mm dia pipes (PRICE Code: 18.70.7) | 502.5 | joint | PRICE Data | Others | Others
Providing push - on-joints to Centrifugally (Spun) Cast Iron Pipes or Ductile Iron Pipes including testing of joints and including the cost of rubber gasket: 450 mm dia pipes (PRICE Code: 18.70.8) | 578.4 | joint | PRICE Data | Others | Others
Providing push - on-joints to Centrifugally (Spun) Cast Iron Pipes or Ductile Iron Pipes including testing of joints and including the cost of rubber gasket: 500 mm dia pipes (PRICE Code: 18.70.9) | 616.35 | joint | PRICE Data | Others | Others
Providing push - on-joints to Centrifugally (Spun) Cast Iron Pipes or Ductile Iron Pipes including testing of joints and including the cost of rubber gasket: 600 mm dia pipes (PRICE Code: 18.70.10) | 806.4 | joint | PRICE Data | Others | Others
Providing push - on-joints to Centrifugally (Spun) Cast Iron Pipes or Ductile Iron Pipes including testing of joints and including the cost of rubber gasket: 650 mm dia pipes (PRICE Code: 18.70.11) | 1091.9 | joint | PRICE Data | Others | Others
Providing push - on-joints to Centrifugally (Spun) Cast Iron Pipes or Ductile Iron Pipes including testing of joints and including the cost of rubber gasket: 700 mm dia pipes (PRICE Code: 18.70.12) | 1219.65 | joint | PRICE Data | Others | Others
Providing push - on-joints to Centrifugally (Spun) Cast Iron Pipes or Ductile Iron Pipes including testing of joints and including the cost of rubber gasket: 800 mm dia pipes (PRICE Code: 18.70.13) | 1342.25 | joint | PRICE Data | Others | Others
Providing push - on-joints to Centrifugally (Spun) Cast Iron Pipes or Ductile Iron Pipes including testing of joints and including the cost of rubber gasket: 900 mm dia pipes (PRICE Code: 18.70.14) | 1703.45 | joint | PRICE Data | Others | Others
Providing push - on-joints to Centrifugally (Spun) Cast Iron Pipes or Ductile Iron Pipes including testing of joints and including the cost of rubber gasket: 1000 mm dia pipes (PRICE Code: 18.70.15) | 1977.15 | joint | PRICE Data | Others | Others
Providing and laying Double Flanged ( screwed / welded) Centrifugally (Spun) Cast Iron, Class B ( IS : 1536): 100 mm dia C.I Double Flanged Pipe (PRICE Code: 18.71.1) | 1586.15 | metre | PRICE Data | Others | Others
Providing and laying Double Flanged ( screwed / welded) Centrifugally (Spun) Cast Iron, Class B ( IS : 1536): 150 mm dia C.I Double Flanged Pipe (PRICE Code: 18.71.2) | 2484.55 | metre | PRICE Data | Others | Others
Providing and laying Double Flanged ( screwed / welded) Centrifugally (Spun) Cast Iron, Class B ( IS : 1536): 200 mm dia C.I Double Flanged Pipe (PRICE Code: 18.71.3) | 3914 | metre | PRICE Data | Others | Others
Providing and laying Double Flanged ( screwed / welded) Centrifugally (Spun) Cast Iron, Class B ( IS : 1536): 250 mm dia C.I Double Flanged Pipe (PRICE Code: 18.71.4) | 4741.7 | metre | PRICE Data | Others | Others
Providing and laying Double Flanged ( screwed / welded) Centrifugally (Spun) Cast Iron, Class B ( IS : 1536): 300 mm dia C.I Double Flanged Pipe (PRICE Code: 18.71.5) | 6060.75 | metre | PRICE Data | Others | Others
Providing and laying Double Flanged ( screwed / welded) Centrifugally (Spun) Cast Iron, Class B ( IS : 1536): 350 mm dia C.I Double Flanges Pipe (PRICE Code: 18.71.6) | 7630.3 | metre | PRICE Data | Others | Others
Providing and laying Double Flanged ( screwed / welded) Centrifugally (Spun) Cast Iron, Class B ( IS : 1536): 400 mm dia C.I Double Flanged Pipe (PRICE Code: 18.71.7) | 9864.7 | metre | PRICE Data | Others | Others
Providing and laying Double Flanged ( screwed / welded) Centrifugally (Spun) Cast Iron, Class B ( IS : 1536): 450 mm dia C.I. Double Flanged Pipe (PRICE Code: 18.71.8) | 12549.25 | metre | PRICE Data | Others | Others
Providing and laying Double Flanged ( screwed / welded) Centrifugally (Spun) Cast Iron, Class B ( IS : 1536): 500 mm dia C.I Double Flanged Pipe (PRICE Code: 18.71.9) | 15567.5 | metre | PRICE Data | Others | Others
Providing and laying Double Flanged ( screwed / welded) Centrifugally (Spun) Cast Iron, Class B ( IS : 1536): 600 mm dia C.I. Double Flanged Pipe (PRICE Code: 18.71.10) | 21564.1 | metre | PRICE Data | Others | Others
Providing and laying S & S Centrifugally Cast (Spun) / Ductile Iron Pipes conforming to IS : 8329: 100 mm dia Ductile Iron Class K- 7 Pipes (PRICE Code: 18.72.1) | 967.15 | metre | PRICE Data | Others | Others
Providing and laying S & S Centrifugally Cast (Spun) / Ductile Iron Pipes conforming to IS : 8329: 150 mm dia Ductile Iron Class K-7 pipes (PRICE Code: 18.72.2) | 1380.8 | metre | PRICE Data | Others | Others
Providing and laying S & S Centrifugally Cast (Spun) / Ductile Iron Pipes conforming to IS : 8329: 200 mm dia Ductile Iron Class K- 7 pipes (PRICE Code: 18.72.3) | 1702.3 | metre | PRICE Data | Others | Others
Providing and laying S & S Centrifugally Cast (Spun) / Ductile Iron Pipes conforming to IS : 8329: 250 mm dia Ductile Iron Class K - 7 pipes (PRICE Code: 18.72.4) | 2191 | metre | PRICE Data | Others | Others
Providing and laying S & S Centrifugally Cast (Spun) / Ductile Iron Pipes conforming to IS : 8329: 300 mm dia Ductile Iron CLass K-7 pipes (PRICE Code: 18.72.5) | 2736.95 | metre | PRICE Data | Others | Others
Providing and laying S & S Centrifugally Cast (Spun) / Ductile Iron Pipes conforming to IS : 8329: 350 mm dia Ductile Iron Class K-7 pipes (PRICE Code: 18.72.6) | 3246.95 | metre | PRICE Data | Others | Others
Providing and laying S & S Centrifugally Cast (Spun) / Ductile Iron Pipes conforming to IS : 8329: 400 mm dia Ductile Iron Class K - 7 pipes (PRICE Code: 18.72.7) | 3891.35 | metre | PRICE Data | Others | Others
Providing and laying S & S Centrifugally Cast (Spun) / Ductile Iron Pipes conforming to IS : 8329: 450 mm dia Ductile Iron Class K- 7 pipes (PRICE Code: 18.72.8) | 4713.05 | metre | PRICE Data | Others | Others
Providing and laying S & S Centrifugally Cast (Spun) / Ductile Iron Pipes conforming to IS : 8329: 500 mm dia Ductile Iron Class K-7 Pipes (PRICE Code: 18.72.9) | 5326.35 | metre | PRICE Data | Others | Others
Providing and laying S & S Centrifugally Cast (Spun) / Ductile Iron Pipes conforming to IS : 8329: 600 mm dia Ductile Iron Class K-7 pipes (PRICE Code: 18.72.10) | 6866.25 | metre | PRICE Data | Others | Others
Providing and laying S & S Centrifugally Cast (Spun) / Ductile Iron Pipes conforming to IS : 8329: 700 mm dia Ductile Iron Class K- 7 pipes (PRICE Code: 18.72.11) | 8956.2 | metre | PRICE Data | Others | Others
Providing and laying S & S Centrifugally Cast (Spun) / Ductile Iron Pipes conforming to IS : 8329: 800 mm dia Ductile Iron Class K- 7 pipes (PRICE Code: 18.72.12) | 11172.15 | metre | PRICE Data | Others | Others
Providing and laying S & S Centrifugally Cast (Spun) / Ductile Iron Pipes conforming to IS : 8329: 900 mm dia Ductile Iron Class K- 7 pipes (PRICE Code: 18.72.13) | 14420.1 | metre | PRICE Data | Others | Others
Providing and laying S & S Centrifugally Cast (Spun) / Ductile Iron Pipes conforming to IS : 8329: 1000 mm dia Ductile Iron Class K - 7 Pipes (PRICE Code: 18.72.14) | 15173.05 | metre | PRICE Data | Others | Others
Providing and laying S & S Centrifugally Cast (Spun) / Ductile Iron Pipes conforming to IS : 8329: 100 mm dia Ductile Iron Class K - 9 pipes (PRICE Code: 18.72.15) | 931.9 | metre | PRICE Data | Others | Others
Providing and laying S & S Centrifugally Cast (Spun) / Ductile Iron Pipes conforming to IS : 8329: 150 mm dia Ductile Iron Class K - 9 Pipes (PRICE Code: 18.72.16) | 1400.4 | metre | PRICE Data | Others | Others
Providing and laying S & S Centrifugally Cast (Spun) / Ductile Iron Pipes conforming to IS : 8329: 200m dia Ductile Iron Class K - 9 pipes (PRICE Code: 18.72.17) | 1919.45 | metre | PRICE Data | Others | Others
Providing and laying S & S Centrifugally Cast (Spun) / Ductile Iron Pipes conforming to IS : 8329: 250 mm dia Ductile Iron Class K - 9 pipes (PRICE Code: 18.72.18) | 2675.55 | metre | PRICE Data | Others | Others
Providing and laying S & S Centrifugally Cast (Spun) / Ductile Iron Pipes conforming to IS : 8329: 300 mm dia Ductile iron Class K-9 pipes (PRICE Code: 18.72.19) | 3345.45 | metre | PRICE Data | Others | Others
Providing and laying S & S Centrifugally Cast (Spun) / Ductile Iron Pipes conforming to IS : 8329: 350 mm dia Ductile Iron Class K - 9 pipes (PRICE Code: 18.72.20) | 4091.5 | metre | PRICE Data | Others | Others
Providing and laying S & S Centrifugally Cast (Spun) / Ductile Iron Pipes conforming to IS : 8329: 400 mm dia Ductile Iron Class K -9 pipes (PRICE Code: 18.72.21) | 5235.85 | metre | PRICE Data | Others | Others
Providing and laying S & S Centrifugally Cast (Spun) / Ductile Iron Pipes conforming to IS : 8329: 450 mm dia Ductile Iron Class K- 9 pipes (PRICE Code: 18.72.22) | 6091.35 | metre | PRICE Data | Others | Others
Providing and laying S & S Centrifugally Cast (Spun) / Ductile Iron Pipes conforming to IS : 8329: 500 mm dia Ductile Iron Class K- 9 Pipes (PRICE Code: 18.72.23) | 7608.9 | metre | PRICE Data | Others | Others
Providing and laying S & S Centrifugally Cast (Spun) / Ductile Iron Pipes conforming to IS : 8329: 600 mm dia Ductile Iron Class K - 9 pipes (PRICE Code: 18.72.24) | 9211.8 | metre | PRICE Data | Others | Others
Providing and laying S & S Centrifugally Cast (Spun) / Ductile Iron Pipes conforming to IS : 8329: 700 mm dia Ductile Iron Class K - 9 pipes (PRICE Code: 18.72.25) | 12724.05 | metre | PRICE Data | Others | Others
Providing and laying S & S Centrifugally Cast (Spun) / Ductile Iron Pipes conforming to IS : 8329: 750 mm dia Ductile Iron Class K - 9 pipes (PRICE Code: 18.72.26) | 13805.4 | metre | PRICE Data | Others | Others
Providing and laying S & S Centrifugally Cast (Spun) / Ductile Iron Pipes conforming to IS : 8329: 800 mm dia Ductile Iron Class K- 9 pipes (PRICE Code: 18.72.27) | 13999.7 | metre | PRICE Data | Others | Others
Providing and laying S & S Centrifugally Cast (Spun) / Ductile Iron Pipes conforming to IS : 8329: 900 mm dia Ductile Iron Class K-9 pipes (PRICE Code: 18.72.28) | 16969.7 | metre | PRICE Data | Others | Others
Providing and laying S & S Centrifugally Cast (Spun) / Ductile Iron Pipes conforming to IS : 8329: 1000 mm dia Ductile Iron Class K - 9 pipes (PRICE Code: 18.72.29) | 19021.3 | metre | PRICE Data | Others | Others
Providing and laying Double Flanged ( Screwed / Welded ) Centrifugally (Spun) Ductile Iron Pipes of Class K - 9 conforming to IS: 8329 : 100 mm dia Ductile Iron Double Flanged (PRICE Code: 18.73.1) | 1330.3 | metre | PRICE Data | Others | Others
Providing and laying Double Flanged ( Screwed / Welded ) Centrifugally (Spun) Ductile Iron Pipes of Class K - 9 conforming to IS: 8329 : 150 mm dia Ductile Iron Double Flanged (PRICE Code: 18.73.2) | 1995.65 | metre | PRICE Data | Others | Others
Providing and laying Double Flanged ( Screwed / Welded ) Centrifugally (Spun) Ductile Iron Pipes of Class K - 9 conforming to IS: 8329 : 200 mm dia Ductile Iron Double Flanged (PRICE Code: 18.73.3) | 2518.65 | metre | PRICE Data | Others | Others
Providing and laying Double Flanged ( Screwed / Welded ) Centrifugally (Spun) Ductile Iron Pipes of Class K - 9 conforming to IS: 8329 : 250 mm dia Ductile Iron Double Flanged (PRICE Code: 18.73.4) | 3572.85 | metre | PRICE Data | Others | Others
Providing and laying Double Flanged ( Screwed / Welded ) Centrifugally (Spun) Ductile Iron Pipes of Class K - 9 conforming to IS: 8329 : 300 mm dia Ductile Iron Double Flanged (PRICE Code: 18.73.5) | 4589.9 | metre | PRICE Data | Others | Others
Providing and laying Double Flanged ( Screwed / Welded ) Centrifugally (Spun) Ductile Iron Pipes of Class K - 9 conforming to IS: 8329 : 350 mm dia Ductile Iron Double Flanged (PRICE Code: 18.73.6) | 5779.2 | metre | PRICE Data | Others | Others
Providing and laying Double Flanged ( Screwed / Welded ) Centrifugally (Spun) Ductile Iron Pipes of Class K - 9 conforming to IS: 8329 : 400 mm dia Ductile Iron Double Flanged (PRICE Code: 18.73.7) | 7414.95 | metre | PRICE Data | Others | Others
Providing and laying Double Flanged ( Screwed / Welded ) Centrifugally (Spun) Ductile Iron Pipes of Class K - 9 conforming to IS: 8329 : 450 mm dia Ductile Iron Double Flanged (PRICE Code: 18.73.8) | 7817.6 | metre | PRICE Data | Others | Others
Providing and laying Double Flanged ( Screwed / Welded ) Centrifugally (Spun) Ductile Iron Pipes of Class K - 9 conforming to IS: 8329 : 500 mm dia Ductile Iron Double Flanged (PRICE Code: 18.73.9) | 11031.35 | metre | PRICE Data | Others | Others
Providing and laying Double Flanged ( Screwed / Welded ) Centrifugally (Spun) Ductile Iron Pipes of Class K - 9 conforming to IS: 8329 : 600 mm dia Ductile Iron Double Flanged (PRICE Code: 18.73.10) | 14612.65 | metre | PRICE Data | Others | Others
Providing and laying Double Flanged ( Screwed / Welded ) Centrifugally (Spun) Ductile Iron Pipes of Class K - 9 conforming to IS: 8329 : 700 mm dia Ductile Iron Double flanged (PRICE Code: 18.73.11) | 17305 | metre | PRICE Data | Others | Others
Providing and fixing unplasticised P.V.C. connection pipe with PTMT Nuts, Collar and bush approved quality and colour . 15 mm nominal bore with 30 cm length (PRICE Code: 18.74.1) | 82.4 | each | PRICE Data | Others | Others
Providing and fixing unplasticised P.V.C. connection pipe with PTMT Nuts, Collar and bush approved quality and colour . 15 mm nominal bore with 45 cm length (PRICE Code: 18.74.2) | 97.6 | each | PRICE Data | Others | Others
Providing and fixing PTMT extension nipple for water thank pipe, fittings of approved quality and colour . 15 mm nominal bore weighing not less than 32 gms (PRICE Code: 18.75.1) | 42.7 | each | PRICE Data | Others | Others
Providing and fixing PTMT extension nipple for water thank pipe, fittings of approved quality and colour . 20 mm nominal bore, weighing not less than 40 gms (PRICE Code: 18.75.2) | 70.6 | each | PRICE Data | Others | Others
Providing and fixing PTMT extension nipple for water thank pipe, fittings of approved quality and colour . 25 mm nominal bore, weighing not less than 62 gms (PRICE Code: 18.75.3) | 98.45 | each | PRICE Data | Others | Others
Cutting holes up to 30x30 cm in walls including making good the same: With common burnt clay F.P.S. ( non modular ) brick (PRICE Code: 18.76.1) | 284.1 | no | PRICE Data | Others | Others
Cutting holes up to 15x15 cm in R.C.C. floors and roofs for passing drain pipe etc. and repairing the hole after insertion of drain pipe etc. with cement concrete 1:2:4 (1 cement : 2 coarse sand: 4 graded stone aggregate 20 mm nominal size), including finishing complete so as to make it leak proof. (PRICE Code: 18.77) | 299.15 | no | PRICE Data | Others | Others
Making chases up to 7.5x7.5 cm in walls including making good and finishing with matching surface after housing G.Il pipe etc. (PRICE Code: 18.78) | 133.8 | metre | PRICE Data | Others | Others
Making hole up to 20x20 cm and embedding pipes up to 150 mm diameter in masonry and filling with cement concrete 1:3:6 (1 cement : 3 coarse sand 6 graded stone aggregate 20 mm nominal size) including disposal of malba. (PRICE Code: 18.79) | 156.4 | metre | PRICE Data | Others | Others
Disinfecting C.I water mains by flushing with water containing bleaching powder at 0.5 gms per litre of water and cleaning the same with fresh water, operation to be repeated three times including getting the sample of water from the disinfected main tested in the municipal laboratory. 80 mm diameter C.I. pipe (PRICE Code: 18.80.1) | 11.7 | metre | PRICE Data | Others | Others
Disinfecting C.I water mains by flushing with water containing bleaching powder at 0.5 gms per litre of water and cleaning the same with fresh water, operation to be repeated three times including getting the sample of water from the disinfected main tested in the municipal laboratory. 100 mm diameter C.I. Pipe (PRICE Code: 18.80.2) | 15.4 | metre | PRICE Data | Others | Others
Disinfecting C.I water mains by flushing with water containing bleaching powder at 0.5 gms per litre of water and cleaning the same with fresh water, operation to be repeated three times including getting the sample of water from the disinfected main tested in the municipal laboratory. 125 mm diameter C. I. pipe (PRICE Code: 18.80.3) | 19.2 | metre | PRICE Data | Others | Others
Disinfecting C.I water mains by flushing with water containing bleaching powder at 0.5 gms per litre of water and cleaning the same with fresh water, operation to be repeated three times including getting the sample of water from the disinfected main tested in the municipal laboratory. 150 mm diameter C.I. pipe (PRICE Code: 18.80.4) | 23.05 | metre | PRICE Data | Others | Others
Disinfecting C.I water mains by flushing with water containing bleaching powder at 0.5 gms per litre of water and cleaning the same with fresh water, operation to be repeated three times including getting the sample of water from the disinfected main tested in the municipal laboratory. 200 mm diameter C.I. pipe (PRICE Code: 18.80.5) | 30.7 | metre | PRICE Data | Others | Others
Disinfecting C.I water mains by flushing with water containing bleaching powder at 0.5 gms per litre of water and cleaning the same with fresh water, operation to be repeated three times including getting the sample of water from the disinfected main tested in the municipal laboratory. 250 mm diameter C.I pipe (PRICE Code: 18.80.6) | 38.55 | metre | PRICE Data | Others | Others
Disinfecting C.I water mains by flushing with water containing bleaching powder at 0.5 gms per litre of water and cleaning the same with fresh water, operation to be repeated three times including getting the sample of water from the disinfected main tested in the municipal laboratory. 300 mm diameter C.I. pipe (PRICE Code: 18.80.7) | 42.85 | metre | PRICE Data | Others | Others
Disinfecting C.I water mains by flushing with water containing bleaching powder at 0.5 gms per litre of water and cleaning the same with fresh water, operation to be repeated three times including getting the sample of water from the disinfected main tested in the municipal laboratory. 350 mm diameter C.I. pipe (PRICE Code: 18.80.8) | 47.25 | metre | PRICE Data | Others | Others
Disinfecting C.I water mains by flushing with water containing bleaching powder at 0.5 gms per litre of water and cleaning the same with fresh water, operation to be repeated three times including getting the sample of water from the disinfected main tested in the municipal laboratory. 400 mm diameter C.I pipe (PRICE Code: 18.80.9) | 51.85 | metre | PRICE Data | Others | Others
Disinfecting C.I water mains by flushing with water containing bleaching powder at 0.5 gms per litre of water and cleaning the same with fresh water, operation to be repeated three times including getting the sample of water from the disinfected main tested in the municipal laboratory. 450 mm diameter C.I pipe (PRICE Code: 18.80.10) | 56.5 | metre | PRICE Data | Others | Others
Disinfecting C.I water mains by flushing with water containing bleaching powder at 0.5 gms per litre of water and cleaning the same with fresh water, operation to be repeated three times including getting the sample of water from the disinfected main tested in the municipal laboratory. 500 mm diameter C.I. pipes (PRICE Code: 18.80.11) | 61.4 | metre | PRICE Data | Others | Others
Disinfecting C.I water mains by flushing with water containing bleaching powder at 0.5 gms per litre of water and cleaning the same with fresh water, operation to be repeated three times including getting the sample of water from the disinfected main tested in the municipal laboratory. 600 mm diameter C.I. pipe (PRICE Code: 18.80.12) | 71.3 | metre | PRICE Data | Others | Others
Extra for every operation of disinfecting the C.I main by flushing with water containing bleaching powder @ 0.5 gms per litre of water and cleaning the same with fresh water, including getting the samples of water tested in the municipal laboratory: 80 mm diameter C.I. pipe (PRICE Code: 18.81.1) | 4.3 | metre | PRICE Data | Others | Others
Extra for every operation of disinfecting the C.I main by flushing with water containing bleaching powder @ 0.5 gms per litre of water and cleaning the same with fresh water, including getting the samples of water tested in the municipal laboratory: 100 mm diameter C.I. pipes (PRICE Code: 18.81.2) | 5.25 | metre | PRICE Data | Others | Others
Extra for every operation of disinfecting the C.I main by flushing with water containing bleaching powder @ 0.5 gms per litre of water and cleaning the same with fresh water, including getting the samples of water tested in the municipal laboratory: 125 mm diameter C.I. pipe (PRICE Code: 18.81.3) | 6.4 | metre | PRICE Data | Others | Others
Extra for every operation of disinfecting the C.I main by flushing with water containing bleaching powder @ 0.5 gms per litre of water and cleaning the same with fresh water, including getting the samples of water tested in the municipal laboratory: 150 mm diameter C.I. pipe (PRICE Code: 18.81.4) | 7.45 | metre | PRICE Data | Others | Others
Extra for every operation of disinfecting the C.I main by flushing with water containing bleaching powder @ 0.5 gms per litre of water and cleaning the same with fresh water, including getting the samples of water tested in the municipal laboratory: 200 mm diameter C.I pipe (PRICE Code: 18.81.5) | 11.35 | metre | PRICE Data | Others | Others
Extra for every operation of disinfecting the C.I main by flushing with water containing bleaching powder @ 0.5 gms per litre of water and cleaning the same with fresh water, including getting the samples of water tested in the municipal laboratory: 250 mm diameter C.I. pipe (PRICE Code: 18.81.6) | 12.4 | metre | PRICE Data | Others | Others
Extra for every operation of disinfecting the C.I main by flushing with water containing bleaching powder @ 0.5 gms per litre of water and cleaning the same with fresh water, including getting the samples of water tested in the municipal laboratory: 300 mm diameter C.I. pipe (PRICE Code: 18.81.7) | 14.6 | metre | PRICE Data | Others | Others
Extra for every operation of disinfecting the C.I main by flushing with water containing bleaching powder @ 0.5 gms per litre of water and cleaning the same with fresh water, including getting the samples of water tested in the municipal laboratory: 350 mm diameter C.I. pipe (PRICE Code: 18.81.8) | 17.1 | metre | PRICE Data | Others | Others
Extra for every operation of disinfecting the C.I main by flushing with water containing bleaching powder @ 0.5 gms per litre of water and cleaning the same with fresh water, including getting the samples of water tested in the municipal laboratory: 400 mm diameter C.I pipe (PRICE Code: 18.81.9) | 19.6 | metre | PRICE Data | Others | Others
Extra for every operation of disinfecting the C.I main by flushing with water containing bleaching powder @ 0.5 gms per litre of water and cleaning the same with fresh water, including getting the samples of water tested in the municipal laboratory: 450 mm diameter C.I. pipe (PRICE Code: 18.81.10) | 22.2 | metre | PRICE Data | Others | Others
Extra for every operation of disinfecting the C.I main by flushing with water containing bleaching powder @ 0.5 gms per litre of water and cleaning the same with fresh water, including getting the samples of water tested in the municipal laboratory: 500 mm diameter C.I. pipe (PRICE Code: 18.81.11) | 24.75 | metre | PRICE Data | Others | Others
Extra for every operation of disinfecting the C.I main by flushing with water containing bleaching powder @ 0.5 gms per litre of water and cleaning the same with fresh water, including getting the samples of water tested in the municipal laboratory: 600 mm diameter C.I. pipe (PRICE Code: 18.81.12) | 30.05 | metre | PRICE Data | Others | Others
Dismantling old C.I. pipes including excavation and refilling trenches after taking out the pipes, breaking lead caulked joints, melting of lead and making into blocks, including stacking of pipes at site lead up to 50 metre: 80 mm diameter C.I. pipe (PRICE Code: 18.82.1) | 249.2 | metre | PRICE Data | Others | Others
Dismantling old C.I. pipes including excavation and refilling trenches after taking out the pipes, breaking lead caulked joints, melting of lead and making into blocks, including stacking of pipes at site lead up to 50 metre: 100 mm diameter C.I. pipe (PRICE Code: 18.82.2) | 259.7 | metre | PRICE Data | Others | Others
Dismantling old C.I. pipes including excavation and refilling trenches after taking out the pipes, breaking lead caulked joints, melting of lead and making into blocks, including stacking of pipes at site lead up to 50 metre: 125 mm diameter C.I. pipe (PRICE Code: 18.82.3) | 269.6 | metre | PRICE Data | Others | Others
Dismantling old C.I. pipes including excavation and refilling trenches after taking out the pipes, breaking lead caulked joints, melting of lead and making into blocks, including stacking of pipes at site lead up to 50 metre: 150 mm diameter C.I.pipe (PRICE Code: 18.82.4) | 279.65 | metre | PRICE Data | Others | Others
Dismantling old C.I. pipes including excavation and refilling trenches after taking out the pipes, breaking lead caulked joints, melting of lead and making into blocks, including stacking of pipes at site lead up to 50 metre: 200 mm diameter C.I pipe (PRICE Code: 18.82.5) | 311.8 | metre | PRICE Data | Others | Others
Dismantling old C.I. pipes including excavation and refilling trenches after taking out the pipes, breaking lead caulked joints, melting of lead and making into blocks, including stacking of pipes at site lead up to 50 metre: 250 mm diameter C.I. pipe (PRICE Code: 18.82.6) | 342.95 | metre | PRICE Data | Others | Others
Dismantling old C.I. pipes including excavation and refilling trenches after taking out the pipes, breaking lead caulked joints, melting of lead and making into blocks, including stacking of pipes at site lead up to 50 metre: 300 mm diameter C.I. pipe (PRICE Code: 18.82.7) | 371.05 | metre | PRICE Data | Others | Others
Dismantling old C.I. pipes including excavation and refilling trenches after taking out the pipes, breaking lead caulked joints, melting of lead and making into blocks, including stacking of pipes at site lead up to 50 metre: 350 mm diameter C.I. pipe (PRICE Code: 18.82.8) | 397.7 | metre | PRICE Data | Others | Others
Dismantling old C.I. pipes including excavation and refilling trenches after taking out the pipes, breaking lead caulked joints, melting of lead and making into blocks, including stacking of pipes at site lead up to 50 metre: 400 mm diameter C.I. pipe (PRICE Code: 18.82.9) | 422.3 | metre | PRICE Data | Others | Others
Dismantling old C.I. pipes including excavation and refilling trenches after taking out the pipes, breaking lead caulked joints, melting of lead and making into blocks, including stacking of pipes at site lead up to 50 metre: 450 mm diameter C.I. pipe (PRICE Code: 18.82.10) | 447.5 | metre | PRICE Data | Others | Others
Dismantling old C.I. pipes including excavation and refilling trenches after taking out the pipes, breaking lead caulked joints, melting of lead and making into blocks, including stacking of pipes at site lead up to 50 metre: 500 mm diameter C.I. pipe (PRICE Code: 18.82.11) | 469.7 | metre | PRICE Data | Others | Others
Dismantling old C.I. pipes including excavation and refilling trenches after taking out the pipes, breaking lead caulked joints, melting of lead and making into blocks, including stacking of pipes at site lead up to 50 metre: 600 mm diameter C.I pipe (PRICE Code: 18.82.12) | 508.9 | metre | PRICE Data | Others | Others
Labour for cutting C.I. pipe with steel saw. 80 mm diameter C.I. pipe (PRICE Code: 18.83.1) | 94.55 | Each Cut | PRICE Data | Others | Others
Labour for cutting C.I. pipe with steel saw. 100 mm diameter C.I. pipe (PRICE Code: 18.83.2) | 126.75 | Each Cut | PRICE Data | Others | Others
Labour for cutting C.I. pipe with steel saw. 125 mm diameter C.I, pipe (PRICE Code: 18.83.3) | 175.85 | Each Cut | PRICE Data | Others | Others
Labour for cutting C.I. pipe with steel saw. 150 mm diameter C.I. pipe (PRICE Code: 18.83.4) | 238.2 | Each Cut | PRICE Data | Others | Others
Labour for cutting C.I. pipe with steel saw. 200 mm diameter C.I. pipe (PRICE Code: 18.83.5) | 317.65 | Each Cut | PRICE Data | Others | Others
Labour for cutting C.I. pipe with steel saw. 250 mm diameter C.I. pipe (PRICE Code: 18.83.6) | 395.05 | Each Cut | PRICE Data | Others | Others
Labour for cutting C.I. pipe with steel saw. 300 mm diameter C.I. pipe (PRICE Code: 18.83.7) | 474.55 | Each Cut | PRICE Data | Others | Others
Labour for cutting C.I. pipe with steel saw. 350 mm diameter C.I pipe (PRICE Code: 18.83.8) | 551.9 | Each Cut | PRICE Data | Others | Others
Labour for cutting C.I. pipe with steel saw. 400 mm diameter C.I. pipe (PRICE Code: 18.83.9) | 631.1 | Each Cut | PRICE Data | Others | Others
Labour for cutting C.I. pipe with steel saw. 450 mm diameter C.I. pipe (PRICE Code: 18.83.10) | 708.8 | each | PRICE Data | Others | Others
Labour for cutting C.I. pipe with steel saw. 500 mm diameter C.I pipe (PRICE Code: 18.83.11) | 788 | Each Cut | PRICE Data | Others | Others
Labour for cutting C.I. pipe with steel saw. 600 mm diameter C.I. pipe (PRICE Code: 18.83.12) | 940.65 | each | PRICE Data | Others | Others
Providing & fixing chrome plated brass battery based infrared sensor operated pillar cock, having foam flow technology. 15 mm nominal bore (PRICE Code: 18.84.1) | 6755.4 | each | PRICE Data | Others | Others
Providing and fixing stainless steel pipe of grade AISI 304 as per JIS standard 3448 complete with press type (fitting shall be paid for separately) i/c fixing of the pipe with clamps at 1.00 m spacing including cutting and making good the walls including testing of joints complete as per direction of Engineer-in-charge. ( The pipe length inserted in the fitting shall not be measured for payment). internal work- Exposed on wall. 15.88 mm outer dia pipe. (PRICE Code: 18.85.1) | 282.35 | metre | PRICE Data | Others | Others
Providing and fixing stainless steel pipe of grade AISI 304 as per JIS standard 3448 complete with press type (fitting shall be paid for separately) i/c fixing of the pipe with clamps at 1.00 m spacing including cutting and making good the walls including testing of joints complete as per direction of Engineer-in-charge. ( The pipe length inserted in the fitting shall not be measured for payment). internal work- Exposed on wall. 22.22 mm outer dia pipe. (PRICE Code: 18.85.2) | 420.15 | metre | PRICE Data | Others | Others
Providing and fixing stainless steel pipe of grade AISI 304 as per JIS standard 3448 complete with press type (fitting shall be paid for separately) i/c fixing of the pipe with clamps at 1.00 m spacing including cutting and making good the walls including testing of joints complete as per direction of Engineer-in-charge. ( The pipe length inserted in the fitting shall not be measured for payment). internal work- Exposed on wall. 28.58 mm outer dia Pipe. (PRICE Code: 18.85.3) | 486.35 | metre | PRICE Data | Others | Others
Providing and fixing stainless steel pipe of grade AISI 304 as per JIS standard 3448 complete with press type (fitting shall be paid for separately) i/c fixing of the pipe with clamps at 1.00 m spacing including cutting and making good the walls including testing of joints complete as per direction of Engineer-in-charge. ( The pipe length inserted in the fitting shall not be measured for payment). internal work- Exposed on wall. 34.00 mm outer dia Pipe. (PRICE Code: 18.85.4) | 640.05 | metre | PRICE Data | Others | Others
Providing and fixing stainless steel pipe of grade AISI 304 as per JIS standard 3448 complete with press type (fitting shall be paid for separately) i/c fixing of the pipe with clamps at 1.00 m spacing including cutting and making good the walls including testing of joints complete as per direction of Engineer-in-charge. ( The pipe length inserted in the fitting shall not be measured for payment). internal work- Exposed on wall. 42.70 mm outer dia Pipe. (PRICE Code: 18.85.5) | 662.3 | metre | PRICE Data | Others | Others
Providing and fixing stainless steel pipe of grade AISI 304 as per JIS standard 3448 complete with press type (fitting shall be paid for separately) i/c fixing of the pipe with clamps at 1.00 m spacing including cutting and making good the walls including testing of joints complete as per direction of Engineer-in-charge. ( The pipe length inserted in the fitting shall not be measured for payment). internal work- Exposed on wall. 48.60 mm outer dia Pipe (PRICE Code: 18.85.6) | 868.45 | metre | PRICE Data | Others | Others
Providing and fixing Stainless steel pipe and fitting of grade AISI 304 as per JIS standard 3448 complete with press type fitting (fitting shall be paid for separately)i/c fixing of the pipe with clamps at 1.00m spacing and also including cutting of chases and making good the walls including testing of joints complete as per direction of Engineer - in-charge. (The pipe length inserted in the fitting shall not be measured for payment.) Internal work - Concealed Pipe. 15.88 mm outer dia Pipes. (PRICE Code: 18.86.1) | 415.5 | metre | PRICE Data | Others | Others
Providing and fixing Stainless steel pipe and fitting of grade AISI 304 as per JIS standard 3448 complete with press type fitting (fitting shall be paid for separately)i/c fixing of the pipe with clamps at 1.00m spacing and also including cutting of chases and making good the walls including testing of joints complete as per direction of Engineer - in-charge. (The pipe length inserted in the fitting shall not be measured for payment.) Internal work - Concealed Pipe. 22.22 mm Outer dia pipes. (PRICE Code: 18.86.2) | 553.35 | metre | PRICE Data | Others | Others
Providing and fixing required Stainless Steel Fitting of press fit design of grade AISI 304 conforming to JWWA G116 standard with V-profile or M-profile and with O-ring sealing gasket of EPDM material of required dia as per direction of Engineer-in-charge. Coupling/Socket For 15.88 mm outer dia pipe. (PRICE Code: 18.87.1) | 68.55 | no | PRICE Data | Others | Others
Providing and fixing required Stainless Steel Fitting of press fit design of grade AISI 304 conforming to JWWA G116 standard with V-profile or M-profile and with O-ring sealing gasket of EPDM material of required dia as per direction of Engineer-in-charge. Coupling/Socket For 22.22 mm outer dia pipe. (PRICE Code: 18.87.2) | 73.15 | no | PRICE Data | Others | Others
Providing and fixing required Stainless Steel Fitting of press fit design of grade AISI 304 conforming to JWWA G116 standard with V-profile or M-profile and with O-ring sealing gasket of EPDM material of required dia as per direction of Engineer-in-charge. Coupling/Socket For 28.58 mm outer dia pipe. (PRICE Code: 18.87.3) | 103.35 | no | PRICE Data | Others | Others
Providing and fixing required Stainless Steel Fitting of press fit design of grade AISI 304 conforming to JWWA G116 standard with V-profile or M-profile and with O-ring sealing gasket of EPDM material of required dia as per direction of Engineer-in-charge. Coupling/Socket For 34.00 mm outer dia pipe. (PRICE Code: 18.87.4) | 152.15 | no | PRICE Data | Others | Others
Providing and fixing required Stainless Steel Fitting of press fit design of grade AISI 304 conforming to JWWA G116 standard with V-profile or M-profile and with O-ring sealing gasket of EPDM material of required dia as per direction of Engineer-in-charge. Coupling/Socket For 42.70 mm outer dia pipe. (PRICE Code: 18.87.5) | 183.5 | no | PRICE Data | Others | Others
Providing and fixing required Stainless Steel Fitting of press fit design of grade AISI 304 conforming to JWWA G116 standard with V-profile or M-profile and with O-ring sealing gasket of EPDM material of required dia as per direction of Engineer-in-charge. Coupling/Socket For 48.60 mm outer dia pipe. (PRICE Code: 18.87.6) | 209.05 | no | PRICE Data | Others | Others
Providing and fixing required Stainless Steel Fitting of press fit design of grade AISI 304 conforming to JWWA G116 standard with V-profile or M-profile and with O-ring sealing gasket of EPDM material of required dia as per direction of Engineer-in-charge. Reducer. For 22.22 mm X 15.88 mm outer dia pipe. (PRICE Code: 18.88.1) | 119.65 | no | PRICE Data | Others | Others
Providing and fixing required Stainless Steel Fitting of press fit design of grade AISI 304 conforming to JWWA G116 standard with V-profile or M-profile and with O-ring sealing gasket of EPDM material of required dia as per direction of Engineer-in-charge. Reducer. For 28.58mm X 15.88 mm outer dia pipe. (PRICE Code: 18.88.2) | 163.75 | no | PRICE Data | Others | Others
Providing and fixing required Stainless Steel Fitting of press fit design of grade AISI 304 conforming to JWWA G116 standard with V-profile or M-profile and with O-ring sealing gasket of EPDM material of required dia as per direction of Engineer-in-charge. Reducer. For 28.58 mm X 22.22 mm outer dia pipe. (PRICE Code: 18.88.3) | 168.4 | no | PRICE Data | Others | Others
Providing and fixing required Stainless Steel Fitting of press fit design of grade AISI 304 conforming to JWWA G116 standard with V-profile or M-profile and with O-ring sealing gasket of EPDM material of required dia as per direction of Engineer-in-charge. Reducer. For 34.00 mm X 15.88 mm outer dia pipe. (PRICE Code: 18.88.4) | 213.7 | no | PRICE Data | Others | Others
Providing and fixing required Stainless Steel Fitting of press fit design of grade AISI 304 conforming to JWWA G116 standard with V-profile or M-profile and with O-ring sealing gasket of EPDM material of required dia as per direction of Engineer-in-charge. Reducer. For 34.00 mm X 22.22 mm outer dia pipe. (PRICE Code: 18.88.5) | 217.2 | no | PRICE Data | Others | Others
Providing and fixing required Stainless Steel Fitting of press fit design of grade AISI 304 conforming to JWWA G116 standard with V-profile or M-profile and with O-ring sealing gasket of EPDM material of required dia as per direction of Engineer-in-charge. Reducer. For 34.00 mm X 28.58 mm outer dia pipe (PRICE Code: 18.88.6) | 220.7 | no | PRICE Data | Others | Others
Providing and fixing required Stainless Steel Fitting of press fit design of grade AISI 304 conforming to JWWA G116 standard with V-profile or M-profile and with O-ring sealing gasket of EPDM material of required dia as per direction of Engineer-in-charge. Reducer. For 42.70 mm X 15.88 mm outer dia pipe. (PRICE Code: 18.88.7) | 417 | no | PRICE Data | Others | Others
Providing and fixing required Stainless Steel Fitting of press fit design of grade AISI 304 conforming to JWWA G116 standard with V-profile or M-profile and with O-ring sealing gasket of EPDM material of required dia as per direction of Engineer-in-charge. Reducer. For 42.70 mm X 22.22 mm outer dia pipe. (PRICE Code: 18.88.8) | 420.45 | no | PRICE Data | Others | Others
Providing and fixing required Stainless Steel Fitting of press fit design of grade AISI 304 conforming to JWWA G116 standard with V-profile or M-profile and with O-ring sealing gasket of EPDM material of required dia as per direction of Engineer-in-charge. Reducer. For 42.70 mm X 28.58 mm outer dia pipe. (PRICE Code: 18.88.9) | 420.45 | no | PRICE Data | Others | Others
Providing and fixing required Stainless Steel Fitting of press fit design of grade AISI 304 conforming to JWWA G116 standard with V-profile or M-profile and with O-ring sealing gasket of EPDM material of required dia as per direction of Engineer-in-charge. Reducer. For 42.70 mm X 34.00 mm outer dia pipe. (PRICE Code: 18.88.10) | 449.5 | no | PRICE Data | Others | Others
Providing and fixing required Stainless Steel Fitting of press fit design of grade AISI 304 conforming to JWWA G116 standard with V-profile or M-profile and with O-ring sealing gasket of EPDM material of required dia as per direction of Engineer-in-charge. Reducer. For 48.60 mm X 15.88 mm outer dia pipe. (PRICE Code: 18.88.11) | 476.2 | no | PRICE Data | Others | Others
Providing and fixing required Stainless Steel Fitting of press fit design of grade AISI 304 conforming to JWWA G116 standard with V-profile or M-profile and with O-ring sealing gasket of EPDM material of required dia as per direction of Engineer-in-charge. Reducer. For 48.60 mm X 22.22 mm outer dia pipe. (PRICE Code: 18.88.12) | 476.2 | no | PRICE Data | Others | Others
Providing and fixing required Stainless Steel Fitting of press fit design of grade AISI 304 conforming to JWWA G116 standard with V-profile or M-profile and with O-ring sealing gasket of EPDM material of required dia as per direction of Engineer-in-charge. Reducer. For 48.60 mm X 28.58 mm outer dia pipe. (PRICE Code: 18.88.13) | 476.2 | no | PRICE Data | Others | Others
Providing and fixing required Stainless Steel Fitting of press fit design of grade AISI 304 conforming to JWWA G116 standard with V-profile or M-profile and with O-ring sealing gasket of EPDM material of required dia as per direction of Engineer-in-charge. Reducer. For 48.60 mm X 34.00 mm outer dia pipe. (PRICE Code: 18.88.14) | 476.2 | no | PRICE Data | Others | Others
Providing and fixing required Stainless Steel Fitting of press fit design of grade AISI 304 conforming to JWWA G116 standard with V-profile or M-profile and with O-ring sealing gasket of EPDM material of required dia as per direction of Engineer-in-charge. Reducer. For 48.60 mm X 42.70 mm outer dia pipe. (PRICE Code: 18.88.15) | 476.2 | no | PRICE Data | Others | Others
providing and fixing required stainless Steel Fitting of press fit design of gradehttp://164.100.150.100:8080/price2013/images/icon-16-delete.png AISI 304 conforming to EPDM material of required dia as per direction of Engineer-in-charge. For 15.88 mm outer dia pipe (PRICE Code: 18.89.1) | 54.6 | each | PRICE Data | Others | Others
providing and fixing required stainless Steel Fitting of press fit design of gradehttp://164.100.150.100:8080/price2013/images/icon-16-delete.png AISI 304 conforming to EPDM material of required dia as per direction of Engineer-in-charge. For 22.22 mm outer dia pipe. (PRICE Code: 18.89.2) | 73.15 | each | PRICE Data | Others | Others
providing and fixing required stainless Steel Fitting of press fit design of gradehttp://164.100.150.100:8080/price2013/images/icon-16-delete.png AISI 304 conforming to EPDM material of required dia as per direction of Engineer-in-charge. For 28.58 mm outer dia pipe. (PRICE Code: 18.89.3) | 103.35 | each | PRICE Data | Others | Others
providing and fixing required stainless Steel Fitting of press fit design of gradehttp://164.100.150.100:8080/price2013/images/icon-16-delete.png AISI 304 conforming to EPDM material of required dia as per direction of Engineer-in-charge. For 34.00 mm outer dia pipe. (PRICE Code: 18.89.4) | 152.15 | each | PRICE Data | Others | Others
providing and fixing required stainless Steel Fitting of press fit design of gradehttp://164.100.150.100:8080/price2013/images/icon-16-delete.png AISI 304 conforming to EPDM material of required dia as per direction of Engineer-in-charge. For 42.70 mm outer dia pipe. (PRICE Code: 18.89.5) | 183.5 | each | PRICE Data | Others | Others
providing and fixing required stainless Steel Fitting of press fit design of gradehttp://164.100.150.100:8080/price2013/images/icon-16-delete.png AISI 304 conforming to EPDM material of required dia as per direction of Engineer-in-charge. For 48.60 mm outer dia pipe. (PRICE Code: 18.89.6) | 197.45 | each | PRICE Data | Others | Others
Providing and fixing required Stainless Steel Fitting of press fit design of grade AISI 304 conforming to JWWA G116 standard with V-profile or M-profile and with O-ring sealing gasket of EPDM materials of required dia as per direction of Engineer-in-charge. Elbow 900 For 15.88 mm outer dia pipe. (PRICE Code: 18.90.1) | 67.35 | each | PRICE Data | Others | Others
Providing and fixing required Stainless Steel Fitting of press fit design of grade AISI 304 conforming to JWWA G116 standard with V-profile or M-profile and with O-ring sealing gasket of EPDM materials of required dia as per direction of Engineer-in-charge. Elbow 900 For 22.22 mm outer dia pipe. (PRICE Code: 18.90.2) | 73.15 | each | PRICE Data | Others | Others
Providing and fixing required Stainless Steel Fitting of press fit design of grade AISI 304 conforming to JWWA G116 standard with V-profile or M-profile and with O-ring sealing gasket of EPDM materials of required dia as per direction of Engineer-in-charge. Elbow 900 For 28.58 mm outer dia pipe. (PRICE Code: 18.90.3) | 111.5 | each | PRICE Data | Others | Others
Providing and fixing required Stainless Steel Fitting of press fit design of grade AISI 304 conforming to JWWA G116 standard with V-profile or M-profile and with O-ring sealing gasket of EPDM materials of required dia as per direction of Engineer-in-charge. Elbow 900 For 34.00 mm outer dia pipe. (PRICE Code: 18.90.4) | 126.6 | each | PRICE Data | Others | Others
Providing and fixing required Stainless Steel Fitting of press fit design of grade AISI 304 conforming to JWWA G116 standard with V-profile or M-profile and with O-ring sealing gasket of EPDM materials of required dia as per direction of Engineer-in-charge. Elbow 900 For 42.70 mm outer dia pipe. (PRICE Code: 18.90.5) | 134.75 | each | PRICE Data | Others | Others
Providing and fixing required Stainless Steel Fitting of press fit design of grade AISI 304 conforming to JWWA G116 standard with V-profile or M-profile and with O-ring sealing gasket of EPDM materials of required dia as per direction of Engineer-in-charge. Elbow 900 For 48.60 mm outer dia pipe. (PRICE Code: 18.90.6) | 174.25 | each | PRICE Data | Others | Others
Providing and fixing required Stainless Steel Fitting of press fit design of grade AISI 304 conforming to JWWA G116 standard with V-profile or M-profile and with O-ring sealing gasket of EPDM material of required dia as per direction of Engineer-in-charge. Reducing Elbow 900 For 22.22 mm X 15.88 mm outer dia pipe. (PRICE Code: 18.91.1) | 171.9 | each | PRICE Data | Others | Others
Providing and fixing required Stainless Steel Fitting of press fit design of grade AISI 304 conforming to JWWA G116 standard with V-profile or M-profile and with O-ring sealing gasket of EPDM material of required dia as per direction of Engineer-in-charge. Reducing Elbow 900 For 28.58 mm X 15.88 mm outer dia pipe. (PRICE Code: 18.91.2) | 221.85 | each | PRICE Data | Others | Others
Providing and fixing required Stainless Steel Fitting of press fit design of grade AISI 304 conforming to JWWA G116 standard with V-profile or M-profile and with O-ring sealing gasket of EPDM material of required dia as per direction of Engineer-in-charge. Reducing Elbow 900 For 28.58 mm X 22.22 mm outer dia pipe. (PRICE Code: 18.91.3) | 256.7 | each | PRICE Data | Others | Others
Providing and fixing required Stainless Steel Fitting of press fit design of grade AISI 304 conforming to JWWA G116 standard with V-profile or M-profile and with O-ring sealing gasket of EPDM material of required dia as per direction of Engineer-in-charge. Reducing Elbow 900 For 34.00 mm X 22.22 mm outer dia pipe. (PRICE Code: 18.91.4) | 333.35 | each | PRICE Data | Others | Others
Providing and fixing required Stainless Steel Fitting of press fit design of grade AISI 304 conforming to JWWA G116 standard with V-profile or M-profile and with O-ring sealing gasket of EPDM material of required dia as per direction of Engineer-in-charge. Reducing Elbow 900 For 34.00 mm X 28.58 mm outer dia pipe. (PRICE Code: 18.91.5) | 400.7 | each | PRICE Data | Others | Others
Providing and fixing required Stainless Steel Fitting of press fit design of grade AISI 304 conforming to JWWA G116 standard with V-profile or M-profile and with O-ring sealing gasket of EPDM material of required dia as per direction of Engineer-in-charge. Reducing Elbow 900 For 42.70 mm X 34.00 mm outer dia pipe. (PRICE Code: 18.91.6) | 207.9 | each | PRICE Data | Others | Others
Providing and fixing required Stainless Steel Fitting of press fit design of grade AISI 304 conforming to JWWA G116 standard with V-profile or M-profile and with O-ring sealing gasket of EPDM material of required dia as per direction of Engineer-in-charge. Equal Tee. For 15.88 mm outer dia pipe. (PRICE Code: 18.92.1) | 184.7 | each | PRICE Data | Others | Others
Providing and fixing required Stainless Steel Fitting of press fit design of grade AISI 304 conforming to JWWA G116 standard with V-profile or M-profile and with O-ring sealing gasket of EPDM material of required dia as per direction of Engineer-in-charge. Equal Tee. For 22.22 mm outer dia pipe. (PRICE Code: 18.92.2) | 268.3 | each | PRICE Data | Others | Others
Providing and fixing required Stainless Steel Fitting of press fit design of grade AISI 304 conforming to JWWA G116 standard with V-profile or M-profile and with O-ring sealing gasket of EPDM material of required dia as per direction of Engineer-in-charge. Equal Tee. For 28.58 mm outer dia pipe. (PRICE Code: 18.92.3) | 317.1 | each | PRICE Data | Others | Others
Providing and fixing required Stainless Steel Fitting of press fit design of grade AISI 304 conforming to JWWA G116 standard with V-profile or M-profile and with O-ring sealing gasket of EPDM material of required dia as per direction of Engineer-in-charge. Equal Tee. Details of Cost for one no. (PRICE Code: 18.92.4) | 507.6 | each | PRICE Data | Others | Others
Providing and fixing required Stainless Steel Fitting of press fit design of grade AISI 304 conforming to JWWA G116 standard with V-profile or M-profile and with O-ring sealing gasket of EPDM material of required dia as per direction of Engineer-in-charge. Equal Tee. For 42.70 mm outer dia pipe. (PRICE Code: 18.92.5) | 793.3 | each | PRICE Data | Others | Others
Providing and fixing required Stainless Steel Fitting of press fit design of grade AISI 304 conforming to JWWA G116 standard with V-profile or M-profile and with O-ring sealing gasket of EPDM material of required dia as per direction of Engineer-in-charge. Equal Tee. For 48.60 mm outer dia pipe. (PRICE Code: 18.92.6) | 1030.25 | each | PRICE Data | Others | Others
Providing and fixing required Stainless Steel Fitting of press fit design of grade AISI 304 conforming to JWWA G116 standard with V-profile or M-profile and with O-ring sealing gasket of EPDM material of required dia as per direction of Engineer-in-charge. Reducing Tee. For 22.22 mm X 15.88 mm outer dia pipe. (PRICE Code: 18.93.1) | 207.9 | each | PRICE Data | Others | Others
Providing and fixing required Stainless Steel Fitting of press fit design of grade AISI 304 conforming to JWWA G116 standard with V-profile or M-profile and with O-ring sealing gasket of EPDM material of required dia as per direction of Engineer-in-charge. Reducing Tee. For 28.58 mm X 15.88 mm outer dia pipe. (PRICE Code: 18.93.2) | 317.1 | each | PRICE Data | Others | Others
Providing and fixing required Stainless Steel Fitting of press fit design of grade AISI 304 conforming to JWWA G116 standard with V-profile or M-profile and with O-ring sealing gasket of EPDM material of required dia as per direction of Engineer-in-charge. Reducing Tee. For 28.58mm X 22.22 mm outer dia pipe. (PRICE Code: 18.93.3) | 317.1 | each | PRICE Data | Others | Others
Providing and fixing required Stainless Steel Fitting of press fit design of grade AISI 304 conforming to JWWA G116 standard with V-profile or M-profile and with O-ring sealing gasket of EPDM material of required dia as per direction of Engineer-in-charge. Reducing Tee. For 34.00 mm X 15.88 mm outer dia pipe. (PRICE Code: 18.93.4) | 507.6 | each | PRICE Data | Others | Others
Providing and fixing required Stainless Steel Fitting of press fit design of grade AISI 304 conforming to JWWA G116 standard with V-profile or M-profile and with O-ring sealing gasket of EPDM material of required dia as per direction of Engineer-in-charge. Reducing Tee. For 34.00 mm X 22.22 mm outer dia pipe. (PRICE Code: 18.93.5) | 507.6 | each | PRICE Data | Others | Others
Providing and fixing required Stainless Steel Fitting of press fit design of grade AISI 304 conforming to JWWA G116 standard with V-profile or M-profile and with O-ring sealing gasket of EPDM material of required dia as per direction of Engineer-in-charge. Reducing Tee. For 34.00 m X 28.58 mm outer dia pipe (PRICE Code: 18.93.6) | 507.6 | each | PRICE Data | Others | Others
Providing and fixing required Stainless Steel Fitting of press fit design of grade AISI 304 conforming to JWWA G116 standard with V-profile or M-profile and with O-ring sealing gasket of EPDM material of required dia as per direction of Engineer-in-charge. Reducing Tee. For 42.70 mm X 15.88 mm outer dia pipe (PRICE Code: 18.93.7) | 793.3 | each | PRICE Data | Others | Others
Providing and fixing required Stainless Steel Fitting of press fit design of grade AISI 304 conforming to JWWA G116 standard with V-profile or M-profile and with O-ring sealing gasket of EPDM material of required dia as per direction of Engineer-in-charge. Reducing Tee. For 42.70 mm X 22.22 mm outer dia pipe (PRICE Code: 18.93.8) | 793.3 | each | PRICE Data | Others | Others
Providing and fixing required Stainless Steel Fitting of press fit design of grade AISI 304 conforming to JWWA G116 standard with V-profile or M-profile and with O-ring sealing gasket of EPDM material of required dia as per direction of Engineer-in-charge. Reducing Tee. For 42.70 mm X 28.58 mm outer dia pipe (PRICE Code: 18.93.9) | 793.3 | each | PRICE Data | Others | Others
Providing and fixing required Stainless Steel Fitting of press fit design of grade AISI 304 conforming to JWWA G116 standard with V-profile or M-profile and with O-ring sealing gasket of EPDM material of required dia as per direction of Engineer-in-charge. Reducing Tee. For 42.70 mm X 34.00 mm outer dia pipe (PRICE Code: 18.93.10) | 793.3 | each | PRICE Data | Others | Others
Providing and fixing required Stainless Steel Fitting of press fit design of grade AISI 304 conforming to JWWA G116 standard with V-profile or M-profile and with O-ring sealing gasket of EPDM material of required dia as per direction of Engineer-in-charge. Reducing Tee. For 48.60 mm X 15.88 mm outer dia pipe (PRICE Code: 18.93.11) | 1030.25 | each | PRICE Data | Others | Others
Providing and fixing required Stainless Steel Fitting of press fit design of grade AISI 304 conforming to JWWA G116 standard with V-profile or M-profile and with O-ring sealing gasket of EPDM material of required dia as per direction of Engineer-in-charge. Reducing Tee. For 48.60 mm X 22.22 mm outer dia pipe (PRICE Code: 18.93.12) | 1030.25 | each | PRICE Data | Others | Others
Providing and fixing required Stainless Steel Fitting of press fit design of grade AISI 304 conforming to JWWA G116 standard with V-profile or M-profile and with O-ring sealing gasket of EPDM material of required dia as per direction of Engineer-in-charge. Reducing Tee. For 48.60 mm X 28.58 mm outer dia pipe (PRICE Code: 18.93.13) | 1030.25 | each | PRICE Data | Others | Others
Providing and fixing required Stainless Steel Fitting of press fit design of grade AISI 304 conforming to JWWA G116 standard with V-profile or M-profile and with O-ring sealing gasket of EPDM material of required dia as per direction of Engineer-in-charge. Reducing Tee. For 48.60 mm X 34.00 mm outer dia pipe (PRICE Code: 18.93.14) | 1030.25 | each | PRICE Data | Others | Others
Providing and fixing required Stainless Steel Fitting of press fit design of grade AISI 304 conforming to JWWA G116 standard with V-profile or M-profile and with O-ring sealing gasket of EPDM material of required dia as per direction of Engineer-in-charge. Reducing Tee. For 48.60 mm X 42.70 mm outer dia pipe (PRICE Code: 18.93.15) | 1030.25 | each | PRICE Data | Others | Others
Providing and fixing required Stainless Steel Fitting of press fit design of grade AISI 304 conforming to JWWA G116 standard with V-profile or M-profile and with O-ring sealing gasket of EPDM material of required dia as per direction of Engineer-in-charge. Male Thread Tee. For 15.88 mm outer dia X 15 mm nominal dia threaded (PRICE Code: 18.94.1) | 207.9 | each | PRICE Data | Others | Others
Providing and fixing required Stainless Steel Fitting of press fit design of grade AISI 304 conforming to JWWA G116 standard with V-profile or M-profile and with O-ring sealing gasket of EPDM material of required dia as per direction of Engineer-in-charge. Male Thread Tee. For 22.22 mm outer dia X 15 mm nominal dia threaded (PRICE Code: 18.94.2) | 232.3 | each | PRICE Data | Others | Others
Providing and fixing required Stainless Steel Fitting of press fit design of grade AISI 304 conforming to JWWA G116 standard with V-profile or M-profile and with O-ring sealing gasket of EPDM material of required dia as per direction of Engineer-in-charge. Male Thread Tee. For 22.22 mm outer dia x 20mm nominal dia threaded. (PRICE Code: 18.94.3) | 238.1 | no | PRICE Data | Others | Others
Providing and fixing required Stainless Steel Fitting of press fit design of grade AISI 304 conforming to JWWA G116 standard with V-profile or M-profile and with O-ring sealing gasket of EPDM material of required dia as per direction of Engineer-in-charge. Male Thread Tee. For 28.58 mm outer dia x 15 mm nominal dia threaded (PRICE Code: 18.94.4) | 317.1 | no | PRICE Data | Others | Others
Providing and fixing required Stainless Steel Fitting of press fit design of grade AISI 304 conforming to JWWA G116 standard with V-profile or M-profile and with O-ring sealing gasket of EPDM material of required dia as per direction of Engineer-in-charge. Male Thread Tee. For 28.58 mm outer dia x 20 mm nominal dia threaded (PRICE Code: 18.94.5) | 317.1 | no | PRICE Data | Others | Others
Providing and fixing required Stainless Steel Fitting of press fit design of grade AISI 304 conforming to JWWA G116 standard with V-profile or M-profile and with O-ring sealing gasket of EPDM material of required dia as per direction of Engineer-in-charge. Male Thread Tee. For 28.58 mm outer dia x 25 mm nominal dia threaded (PRICE Code: 18.94.6) | 317.1 | no | PRICE Data | Others | Others
Providing and fixing required Stainless Steel Fitting of press fit design of grade AISI 304 conforming to JWWA G116 standard with V-profile or M-profile and with O-ring sealing gasket of EPDM material of required dia as per direction of Engineer-in-charge. Male Thread Tee. For 34.00 mm outer dia x 15 mm nominal dia threaded. (PRICE Code: 18.94.7) | 507.6 | no | PRICE Data | Others | Others
Providing and fixing required Stainless Steel Fitting of press fit design of grade AISI 304 conforming to JWWA G116 standard with V-profile or M-profile and with O-ring sealing gasket of EPDM material of required dia as per direction of Engineer-in-charge. Male Thread Tee. For 34.00 mm outer dia x 20 mm nominal dia threaded (PRICE Code: 18.94.8) | 507.6 | no | PRICE Data | Others | Others
Providing and fixing required Stainless Steel Fitting of press fit design of grade AISI 304 conforming to JWWA G116 standard with V-profile or M-profile and with O-ring sealing gasket of EPDM material of required dia as per direction of Engineer-in-charge. Male Thread Tee. For 34.00 mm outer dia x 25 mm nominal dia threaded (PRICE Code: 18.94.9) | 507.6 | no | PRICE Data | Others | Others
Providing and fixing required Stainless Steel Fitting of press fit design of grade AISI 304 conforming to JWWA G116 standard with V-profile or M-profile and with O-ring sealing gasket of EPDM material of required dia as per direction of Engineer-in-charge. Male Thread Tee. For 34.00 mm outer dia x 32 mm nominal dia threaded (PRICE Code: 18.94.10) | 507.6 | no | PRICE Data | Others | Others
Providing and fixing required Stainless Steel Fitting of press fit design of grade AISI 304 conforming to JWWA G116 standard with V-profile or M-profile and with O-ring sealing gasket of EPDM material of required dia as per direction of Engineer-in-charge. Male Thread Tee. For 42.70 mm outer dia x 15 mm nominal dia threaded (PRICE Code: 18.94.11) | 793.3 | no | PRICE Data | Others | Others
Providing and fixing required Stainless Steel Fitting of press fit design of grade AISI 304 conforming to JWWA G116 standard with V-profile or M-profile and with O-ring sealing gasket of EPDM material of required dia as per direction of Engineer-in-charge. Male Thread Tee. For 42.70 mm outer dia x 20 mm nominal dia threaded (PRICE Code: 18.94.12) | 793.3 | no | PRICE Data | Others | Others
Providing and fixing required Stainless Steel Fitting of press fit design of grade AISI 304 conforming to JWWA G116 standard with V-profile or M-profile and with O-ring sealing gasket of EPDM material of required dia as per direction of Engineer-in-charge. Male Thread Tee. For 42.70 mm outer dia x 25 mm nominal dia threaded (PRICE Code: 18.94.13) | 793.3 | no | PRICE Data | Others | Others
Providing and fixing required Stainless Steel Fitting of press fit design of grade AISI 304 conforming to JWWA G116 standard with V-profile or M-profile and with O-ring sealing gasket of EPDM material of required dia as per direction of Engineer-in-charge. Male Thread Tee. For 42.70 mm outer dia x 32 mm nominal dia threaded (PRICE Code: 18.94.14) | 793.3 | no | PRICE Data | Others | Others
Providing and fixing required Stainless Steel Fitting of press fit design of grade AISI 304 conforming to JWWA G116 standard with V-profile or M-profile and with O-ring sealing gasket of EPDM material of required dia as per direction of Engineer-in-charge. Male Thread Tee. For 42.70 mm outer dia x 40 mm nominal dia threaded (PRICE Code: 18.94.15) | 793.3 | no | PRICE Data | Others | Others
Providing and fixing required Stainless Steel Fitting of press fit design of grade AISI 304 conforming to JWWA G116 standard with V-profile or M-profile and with O-ring sealing gasket of EPDM material of required dia as per direction of Engineer-in-charge. Male Thread Tee. For 48.60 mm outer dia x 15 mm nominal dia threaded (PRICE Code: 18.94.16) | 1030.25 | no | PRICE Data | Others | Others
Providing and fixing required Stainless Steel Fitting of press fit design of grade AISI 304 conforming to JWWA G116 standard with V-profile or M-profile and with O-ring sealing gasket of EPDM material of required dia as per direction of Engineer-in-charge. Male Thread Tee. For 48.60 mm outer dia x 20 mm nominal dia threaded. (PRICE Code: 18.94.17) | 1030.25 | no | PRICE Data | Others | Others
Providing and fixing required Stainless Steel Fitting of press fit design of grade AISI 304 conforming to JWWA G116 standard with V-profile or M-profile and with O-ring sealing gasket of EPDM material of required dia as per direction of Engineer-in-charge. Male Thread Tee. For 48.60 mm outer dia x 25 mm nominal dia threaded. (PRICE Code: 18.94.18) | 1030.25 | no | PRICE Data | Others | Others
Providing and fixing required Stainless Steel Fitting of press fit design of grade AISI 304 conforming to JWWA G116 standard with V-profile or M-profile and with O-ring sealing gasket of EPDM material of required dia as per direction of Engineer-in-charge. Male Thread Tee. For 48.60 mm outer dia x 32 mm nominal dia threaded (PRICE Code: 18.94.19) | 1030.25 | no | PRICE Data | Others | Others
Providing and fixing required Stainless Steel Fitting of press fit design of grade AISI 304 conforming to JWWA G116 standard with V-profile or M-profile and with O-ring sealing gasket of EPDM material of required dia as per direction of Engineer-in-charge. Male Thread Tee. For 48.60 mm outer dia x 40 mm nominal dia threaded. (PRICE Code: 18.94.20) | 1030.25 | no | PRICE Data | Others | Others
Providing and fixing required Stainless Steel Fitting of press fit design of grade AISI 304 conforming to JWWA G116 standard with V-profile or M-profile and with O-ring sealing gasket of EPDM material of required dia as per direction of Engineer-in-charge. Male Thread Tee. For 48.60 mm outer dia x 50 mm nominal dia threaded (PRICE Code: 18.94.21) | 1030.25 | no | PRICE Data | Others | Others
Providing and fixing required Stainless Steel Fitting of press fit design of grade AISI 304 conforming to JWWA G116 standard with V-profile or M- profile and with O-ring sealing gasket of EPDM material of required dia as per direction of Engineering charge. Female Thread Tee. For 15.88 mm outer dia x 15 mm nominal dia threaded. (PRICE Code: 18.95.1) | 207.9 | no | PRICE Data | Others | Others
Providing and fixing required Stainless Steel Fitting of press fit design of grade AISI 304 conforming to JWWA G116 standard with V-profile or M- profile and with O-ring sealing gasket of EPDM material of required dia as per direction of Engineering charge. Female Thread Tee. For 22.22 mm outer dia x 15 mm nominal dia threaded. (PRICE Code: 18.95.2) | 232.3 | no | PRICE Data | Others | Others
Providing and fixing required Stainless Steel Fitting of press fit design of grade AISI 304 conforming to JWWA G116 standard with V-profile or M- profile and with O-ring sealing gasket of EPDM material of required dia as per direction of Engineering charge. Female Thread Tee. For 22.22 mm outer dia x 20 mm nominal dia threaded. (PRICE Code: 18.95.3) | 232.3 | no | PRICE Data | Others | Others
Providing and fixing required Stainless Steel Fitting of press fit design of grade AISI 304 conforming to JWWA G116 standard with V-profile or M- profile and with O-ring sealing gasket of EPDM material of required dia as per direction of Engineering charge. Female Thread Tee. For 28.58 mm outer dia x 15 mm nominal dia threaded (PRICE Code: 18.95.4) | 317.1 | no | PRICE Data | Others | Others
Providing and fixing required Stainless Steel Fitting of press fit design of grade AISI 304 conforming to JWWA G116 standard with V-profile or M- profile and with O-ring sealing gasket of EPDM material of required dia as per direction of Engineering charge. Female Thread Tee. For 28.58 mm outer dia x 20 mm nominal dia threaded. (PRICE Code: 18.95.5) | 317.1 | no | PRICE Data | Others | Others
Providing and fixing required Stainless Steel Fitting of press fit design of grade AISI 304 conforming to JWWA G116 standard with V-profile or M- profile and with O-ring sealing gasket of EPDM material of required dia as per direction of Engineering charge. Female Thread Tee. For 28.58 mm outer dia x 25 nominal dia threaded. (PRICE Code: 18.95.6) | 317.1 | no | PRICE Data | Others | Others
Providing and fixing required Stainless Steel Fitting of press fit design of grade AISI 304 conforming to JWWA G116 standard with V-profile or M- profile and with O-ring sealing gasket of EPDM material of required dia as per direction of Engineering charge. Female Thread Tee. For 34.00 mm outer dia x 15 mm nominal dia threaded. (PRICE Code: 18.95.7) | 507.6 | no | PRICE Data | Others | Others
Providing and fixing required Stainless Steel Fitting of press fit design of grade AISI 304 conforming to JWWA G116 standard with V-profile or M- profile and with O-ring sealing gasket of EPDM material of required dia as per direction of Engineering charge. Female Thread Tee. For 34.00 mm outer dia x 20 mm nominal dia threaded. (PRICE Code: 18.95.8) | 507.6 | no | PRICE Data | Others | Others
Providing and fixing required Stainless Steel Fitting of press fit design of grade AISI 304 conforming to JWWA G116 standard with V-profile or M- profile and with O-ring sealing gasket of EPDM material of required dia as per direction of Engineering charge. Female Thread Tee. For 34.00 mm outer dia x 25 mm nominal dia threaded. (PRICE Code: 18.95.9) | 507.6 | no | PRICE Data | Others | Others
Providing and fixing required Stainless Steel Fitting of press fit design of grade AISI 304 conforming to JWWA G116 standard with V-profile or M- profile and with O-ring sealing gasket of EPDM material of required dia as per direction of Engineering charge. Female Thread Tee. For 34.00 mm outer dia x 32 mm nominal dia threaded. (PRICE Code: 18.95.10) | 507.6 | no | PRICE Data | Others | Others
Providing and fixing required Stainless Steel Fitting of press fit design of grade AISI 304 conforming to JWWA G116 standard with V-profile or M- profile and with O-ring sealing gasket of EPDM material of required dia as per direction of Engineering charge. Female Thread Tee. For 42.70 mm outer dia x 15 mm nominal dia threaded. (PRICE Code: 18.95.11) | 793.3 | no | PRICE Data | Others | Others
Providing and fixing required Stainless Steel Fitting of press fit design of grade AISI 304 conforming to JWWA G116 standard with V-profile or M- profile and with O-ring sealing gasket of EPDM material of required dia as per direction of Engineering charge. Female Thread Tee. For 42.70 mm outer dia x 20 mm nominal dia threaded. (PRICE Code: 18.95.12) | 793.3 | no | PRICE Data | Others | Others
Providing and fixing required Stainless Steel Fitting of press fit design of grade AISI 304 conforming to JWWA G116 standard with V-profile or M- profile and with O-ring sealing gasket of EPDM material of required dia as per direction of Engineering charge. Female Thread Tee. For 42.70 mm outer dia x 25 mm nominal dia threaded. (PRICE Code: 18.95.13) | 793.3 | no | PRICE Data | Others | Others
Providing and fixing required Stainless Steel Fitting of press fit design of grade AISI 304 conforming to JWWA G116 standard with V-profile or M- profile and with O-ring sealing gasket of EPDM material of required dia as per direction of Engineering charge. Female Thread Tee. For 42.70 mm outer dia x 32 mm nominal dia threaded. (PRICE Code: 18.95.14) | 793.3 | no | PRICE Data | Others | Others
Providing and fixing required Stainless Steel Fitting of press fit design of grade AISI 304 conforming to JWWA G116 standard with V-profile or M- profile and with O-ring sealing gasket of EPDM material of required dia as per direction of Engineering charge. Female Thread Tee. For 42.70 mm outer dia x mm nominal dia threaded. (PRICE Code: 18.95.15) | 793.3 | no | PRICE Data | Others | Others
Providing and fixing required Stainless Steel Fitting of press fit design of grade AISI 304 conforming to JWWA G116 standard with V-profile or M- profile and with O-ring sealing gasket of EPDM material of required dia as per direction of Engineering charge. Female Thread Tee. For 48.60 mm outer dia x 15 mm nominal dia threaded. (PRICE Code: 18.95.16) | 1030.25 | no | PRICE Data | Others | Others
Providing and fixing required Stainless Steel Fitting of press fit design of grade AISI 304 conforming to JWWA G116 standard with V-profile or M- profile and with O-ring sealing gasket of EPDM material of required dia as per direction of Engineering charge. Female Thread Tee. For 48.60 mm outer dia x 20 mm nominal dia threaded. (PRICE Code: 18.95.17) | 1030.25 | no | PRICE Data | Others | Others
Providing and fixing required Stainless Steel Fitting of press fit design of grade AISI 304 conforming to JWWA G116 standard with V-profile or M- profile and with O-ring sealing gasket of EPDM material of required dia as per direction of Engineering charge. Female Thread Tee. For 48.60 mm outer dia x 25 mm nominal dia threaded. (PRICE Code: 18.95.18) | 1030.25 | no | PRICE Data | Others | Others
Providing and fixing required Stainless Steel Fitting of press fit design of grade AISI 304 conforming to JWWA G116 standard with V-profile or M- profile and with O-ring sealing gasket of EPDM material of required dia as per direction of Engineering charge. Female Thread Tee. For 48.60 mm outer dia x 32 mm nominal dia thread. (PRICE Code: 18.95.19) | 1030.25 | no | PRICE Data | Others | Others
Providing and fixing required Stainless Steel Fitting of press fit design of grade AISI 304 conforming to JWWA G116 standard with V-profile or M- profile and with O-ring sealing gasket of EPDM material of required dia as per direction of Engineering charge. Female Thread Tee. For 48.60 mm outer dia x 40 mm nominal dia threaded. (PRICE Code: 18.95.20) | 1030.25 | no | PRICE Data | Others | Others
Providing and fixing required Stainless Steel Fitting of press fit design of grade AISI 304 conforming to JWWA G116 standard with V-profile or M- profile and with O-ring sealing gasket of EPDM material of required dia as per direction of Engineering charge. Female Thread Tee. For 48.60 mm outer dia x 50 mm nominal dia threaded. (PRICE Code: 18.95.21) | 1030.25 | no | PRICE Data | Others | Others
Providing and fixing required Stainless Steel Fitting of press fit design of grade AISI 304 conforming to JWWA G116 standard with V- profile or M- profile and with O-ring sealing gasket of EPDM material of required dia as per direction of Engineering in -charge. Female Thread Connector/ Adapter. For 15.88 mm outer dia x 15 mm nominal dia threaded. (PRICE Code: 18.96.1) | 220.7 | no | PRICE Data | Others | Others
Providing and fixing required Stainless Steel Fitting of press fit design of grade AISI 304 conforming to JWWA G116 standard with V- profile or M- profile and with O-ring sealing gasket of EPDM material of required dia as per direction of Engineering in -charge. Female Thread Connector/ Adapter. For 22.22 mm outer dia x 15 mm nominal dia threaded. (PRICE Code: 18.96.2) | 267.15 | no | PRICE Data | Others | Others
Providing and fixing required Stainless Steel Fitting of press fit design of grade AISI 304 conforming to JWWA G116 standard with V- profile or M- profile and with O-ring sealing gasket of EPDM material of required dia as per direction of Engineering in -charge. Female Thread Connector/ Adapter. For 22.22 mm outer dia x 20 mm nominal dia threaded. (PRICE Code: 18.96.3) | 275.3 | no | PRICE Data | Others | Others
Providing and fixing required Stainless Steel Fitting of press fit design of grade AISI 304 conforming to JWWA G116 standard with V- profile or M- profile and with O-ring sealing gasket of EPDM material of required dia as per direction of Engineering in -charge. Female Thread Connector/ Adapter. For 28.58 mm outer dia x 15 mm nominal dia threaded. (PRICE Code: 18.96.4) | 321.75 | no | PRICE Data | Others | Others
Providing and fixing required Stainless Steel Fitting of press fit design of grade AISI 304 conforming to JWWA G116 standard with V- profile or M- profile and with O-ring sealing gasket of EPDM material of required dia as per direction of Engineering in -charge. Female Thread Connector/ Adapter. For 28.58 mm outer dia x 20 mm nominal dia threaded. (PRICE Code: 18.96.5) | 332.2 | no | PRICE Data | Others | Others
Providing and fixing required Stainless Steel Fitting of press fit design of grade AISI 304 conforming to JWWA G116 standard with V- profile or M- profile and with O-ring sealing gasket of EPDM material of required dia as per direction of Engineering in -charge. Female Thread Connector/ Adapter. For 28.58 mm outer dia x 25 mm nominal dia threaded (PRICE Code: 18.96.6) | 391.45 | no | PRICE Data | Others | Others
Providing and fixing required Stainless Steel Fitting of press fit design of grade AISI 304 conforming to JWWA G116 standard with V- profile or M- profile and with O-ring sealing gasket of EPDM material of required dia as per direction of Engineering in -charge. Female Thread Connector/ Adapter. For 34.00 mm outer dia X 25 mm nominal dia threaded (PRICE Code: 18.96.7) | 475.05 | each | PRICE Data | Others | Others
Providing and fixing required Stainless Steel Fitting of press fit design of grade AISI 304 conforming to JWWA G116 standard with V- profile or M- profile and with O-ring sealing gasket of EPDM material of required dia as per direction of Engineering in -charge. Female Thread Connector/ Adapter. For 34.00 mm outer dia X 32 mm nominal dia threaded (PRICE Code: 18.96.8) | 624.9 | each | PRICE Data | Others | Others
Providing and fixing required Stainless Steel Fitting of press fit design of grade AISI 304 conforming to JWWA G116 standard with V- profile or M- profile and with O-ring sealing gasket of EPDM material of required dia as per direction of Engineering in -charge. Female Thread Connector/ Adapter. For 42.70 mm outer dia X 32 mm nominal dia threaded (PRICE Code: 18.96.9) | 669 | each | PRICE Data | Others | Others
Providing and fixing required Stainless Steel Fitting of press fit design of grade AISI 304 conforming to JWWA G116 standard with V- profile or M- profile and with O-ring sealing gasket of EPDM material of required dia as per direction of Engineering in -charge. Female Thread Connector/ Adapter. For 42.70 mm outer dia X 40 mm nominal dia threaded (PRICE Code: 18.96.10) | 791 | each | PRICE Data | Others | Others
Providing and fixing required Stainless Steel Fitting of press fit design of grade AISI 304 conforming to JWWA G116 standard with V- profile or M- profile and with O-ring sealing gasket of EPDM material of required dia as per direction of Engineering in -charge. Female Thread Connector/ Adapter. For 48.60 mm outer dia X 40 mm nominal dia threaded (PRICE Code: 18.96.11) | 973.35 | each | PRICE Data | Others | Others
Providing and fixing required Stainless Steel Fitting of press fit design of grade AISI 304 conforming to JWWA G116 standard with V- profile or M- profile and with O-ring sealing gasket of EPDM material of required dia as per direction of Engineering in -charge. Female Thread Connector/ Adapter. For 48.60 mm outer dia X 50 mm nominal dia threaded (PRICE Code: 18.96.12) | 1120.85 | no | PRICE Data | Others | Others
Providing and fixing required Stainless Steel Fitting of press fit design of grade AISI 304 conforming to JWWA G116 standard with V-profile or M-profile and with O-ring sealing gasket of EPDM material of required dia as per direction of Engineer-in-charge. Male Thread Connector/ Adapter. For 15.88 mm outer dia X 15 mm nominal dia threaded (PRICE Code: 18.97.1) | 224.15 | each | PRICE Data | Others | Others
Providing and fixing required Stainless Steel Fitting of press fit design of grade AISI 304 conforming to JWWA G116 standard with V-profile or M-profile and with O-ring sealing gasket of EPDM material of required dia as per direction of Engineer-in-charge. Male Thread Connector/ Adapter. For 22.22 mm outer dia X 15 mm nominal dia threaded (PRICE Code: 18.97.2) | 263.65 | each | PRICE Data | Others | Others
Providing and fixing required Stainless Steel Fitting of press fit design of grade AISI 304 conforming to JWWA G116 standard with V-profile or M-profile and with O-ring sealing gasket of EPDM material of required dia as per direction of Engineer-in-charge. Male Thread Connector/ Adapter. For 22.22 mm outer dia X 20 mm nominal dia threaded (PRICE Code: 18.97.3) | 288.05 | each | PRICE Data | Others | Others
Providing and fixing required Stainless Steel Fitting of press fit design of grade AISI 304 conforming to JWWA G116 standard with V-profile or M-profile and with O-ring sealing gasket of EPDM material of required dia as per direction of Engineer-in-charge. Male Thread Connector/ Adapter. For 28.58 mm outer dia X 20 mm nominal dia threaded (PRICE Code: 18.97.4) | 363.55 | each | PRICE Data | Others | Others
Providing and fixing required Stainless Steel Fitting of press fit design of grade AISI 304 conforming to JWWA G116 standard with V-profile or M-profile and with O-ring sealing gasket of EPDM material of required dia as per direction of Engineer-in-charge. Male Thread Connector/ Adapter. For 28.58 mm outer dia X 25 mm nominal dia threaded (PRICE Code: 18.97.5) | 371.7 | each | PRICE Data | Others | Others
Providing and fixing required Stainless Steel Fitting of press fit design of grade AISI 304 conforming to JWWA G116 standard with V-profile or M-profile and with O-ring sealing gasket of EPDM material of required dia as per direction of Engineer-in-charge. Male Thread Connector/ Adapter. For 34.00 mm outer dia X 25 mm nominal dia threaded (PRICE Code: 18.97.6) | 535.45 | each | PRICE Data | Others | Others
Providing and fixing required Stainless Steel Fitting of press fit design of grade AISI 304 conforming to JWWA G116 standard with V-profile or M-profile and with O-ring sealing gasket of EPDM material of required dia as per direction of Engineer-in-charge. Male Thread Connector/ Adapter. For 34.00 mm outer dia X 32 mm nominal dia threaded (PRICE Code: 18.97.7) | 656.25 | each | PRICE Data | Others | Others
Providing and fixing required Stainless Steel Fitting of press fit design of grade AISI 304 conforming to JWWA G116 standard with V-profile or M-profile and with O-ring sealing gasket of EPDM material of required dia as per direction of Engineer-in-charge. Male Thread Connector/ Adapter. For 42.70 mm outer dia X 32 mm nominal dia threaded (PRICE Code: 18.97.8) | 753.8 | each | PRICE Data | Others | Others
Providing and fixing required Stainless Steel Fitting of press fit design of grade AISI 304 conforming to JWWA G116 standard with V-profile or M-profile and with O-ring sealing gasket of EPDM material of required dia as per direction of Engineer-in-charge. Male Thread Connector/ Adapter. For 42.70 mm outer dia X 40 mm nominal dia threaded (PRICE Code: 18.97.9) | 843.25 | each | PRICE Data | Others | Others
Providing and fixing required Stainless Steel Fitting of press fit design of grade AISI 304 conforming to JWWA G116 standard with V-profile or M-profile and with O-ring sealing gasket of EPDM material of required dia as per direction of Engineer-in-charge. Male Thread Connector/ Adapter. For 48.60 mm outer dia X 40 mm nominal dia threaded (PRICE Code: 18.97.10) | 975.65 | each | PRICE Data | Others | Others
Providing and fixing required Stainless Steel Fitting of press fit design of grade AISI 304 conforming to JWWA G116 standard with V-profile or M-profile and with O-ring sealing gasket of EPDM material of required dia as per direction of Engineer-in-charge. Male Thread Connector/ Adapter. For 48.60 mm outer dia X 50 mm nominal dia threaded (PRICE Code: 18.97.11) | 1321.8 | each | PRICE Data | Others | Others
Providing and fixing required Stainless Steel Fitting of press fit design of grade AISI 304 conforming to JWWA G116 standard with V-profile or M-profile and with O-ring sealing gasket of EPDM material of required dia as per direction of Engineer-in-charge. Valve Connector. For 15.88 mm outer dia X 15 mm nominal dia threaded (PRICE Code: 18.98.1) | 271.8 | each | PRICE Data | Others | Others
Providing and fixing required Stainless Steel Fitting of press fit design of grade AISI 304 conforming to JWWA G116 standard with V-profile or M-profile and with O-ring sealing gasket of EPDM material of required dia as per direction of Engineer-in-charge. Valve Connector. For 22.22 mm outer dia X 15 mm nominal dia threaded (PRICE Code: 18.98.2) | 320.55 | each | PRICE Data | Others | Others
Providing and fixing required Stainless Steel Fitting of press fit design of grade AISI 304 conforming to JWWA G116 standard with V-profile or M-profile and with O-ring sealing gasket of EPDM material of required dia as per direction of Engineer-in-charge. Valve Connector. For 22.22 mm outer dia X 20 mm nominal dia threaded (PRICE Code: 18.98.3) | 342.65 | each | PRICE Data | Others | Others
Providing and fixing required Stainless Steel Fitting of press fit design of grade AISI 304 conforming to JWWA G116 standard with V-profile or M-profile and with O-ring sealing gasket of EPDM material of required dia as per direction of Engineer-in-charge. Valve Connector. For 28.58 mm outer dia X 25 mm nominal dia threaded (PRICE Code: 18.98.4) | 492.5 | each | PRICE Data | Others | Others
Providing and fixing required Stainless Steel Fitting of press fit design of grade AISI 304 conforming to JWWA G116 standard with V-profile or M-profile and with O-ring sealing gasket of EPDM material of required dia as per direction of Engineer-in-charge. Valve Connector. For 34.00 mm outer dia X 32 mm nominal dia threaded (PRICE Code: 18.98.5) | 730.6 | each | PRICE Data | Others | Others
Providing and fixing required Stainless Steel Fitting of press fit design of grade AISI 304 conforming to JWWA G116 standard with V-profile or M-profile and with O-ring sealing gasket of EPDM material of required dia as per direction of Engineer-in-charge. Valve Connector. For 42.70 mm outer dia X 40 mm nominal dia threaded (PRICE Code: 18.98.6) | 1016.3 | each | PRICE Data | Others | Others
Providing and fixing required Stainless Steel Fitting of press fit design of grade AISI 304 conforming to JWWA G116 standard with V-profile or M-profile and with O-ring sealing gasket of EPDM material of required dia as per direction of Engineer-in-charge. Valve Connector. For 48.60 mm outer dia X 50 mm nominal dia threaded (PRICE Code: 18.98.7) | 1365.9 | each | PRICE Data | Others | Others
Providing and fixing required Stainless Steel Fitting of press fit design of grade AISI 304 conforming to JWWA G116 standard with V-profile or M-profile and with O-ring sealing gasket of EPDM material of required dia as per direction of Engineer-in-charge. Female Threaded Elbow 900 For 15.88 mm outer dia X 15 mm nominal dia threaded (PRICE Code: 18.99.1) | 174.25 | each | PRICE Data | Others | Others
Providing and fixing required Stainless Steel Fitting of press fit design of grade AISI 304 conforming to JWWA G116 standard with V-profile or M-profile and with O-ring sealing gasket of EPDM material of required dia as per direction of Engineer-in-charge. Female Threaded Elbow 900 For 22.22 mm outer dia X 15 mm nominal dia threaded (PRICE Code: 18.99.2) | 221.85 | each | PRICE Data | Others | Others
Providing and fixing required Stainless Steel Fitting of press fit design of grade AISI 304 conforming to JWWA G116 standard with V-profile or M-profile and with O-ring sealing gasket of EPDM material of required dia as per direction of Engineer-in-charge. Female Threaded Elbow 900 For 22.22 mm outer dia X 20 mm nominal dia threaded (PRICE Code: 18.99.3) | 221.85 | each | PRICE Data | Others | Others
Providing and fixing required Stainless Steel Fitting of press fit design of grade AISI 304 conforming to JWWA G116 standard with V-profile or M-profile and with O-ring sealing gasket of EPDM material of required dia as per direction of Engineer-in-charge. Female Threaded Elbow 900 For 25.58 mm outer dia x 25 mm nominal dia threaded (PRICE Code: 18.99.4) | 238.1 | each | PRICE Data | Others | Others
Providing and fixing required Stainless Steel Fitting of press fit design of grade AISI 304 conforming to JWWA G116 standard with V-profile or M-profile and with O-ring sealing gasket of EPDM material of required dia as per direction of Engineer-in-charge. Female Threaded Elbow 900 For 34.00 mm outer dia X 32 mm nominal dia threaded (PRICE Code: 18.99.5) | 333.35 | each | PRICE Data | Others | Others
Providing and fixing required Stainless Steel Fitting of press fit design of grade AISI 304 conforming to JWWA G116 standard with V-profile or M-profile and with O-ring sealing gasket of EPDM material of required dia as per direction of Engineer-in-charge. Female Threaded Elbow 900 For 42.70 mm outer dia X 32 mm nominal dia threaded (PRICE Code: 18.99.6) | 555.2 | each | PRICE Data | Others | Others
Providing and fixing required Stainless Steel Fitting of press fit design of grade AISI 304 conforming to JWWA G116 standard with V-profile or M-profile and with O-ring sealing gasket of EPDM material of required dia as per direction of Engineer-in-charge. Female Threaded Elbow 900 For 42.70 mm outer dia X 40 mm nominal dia threaded (PRICE Code: 18.99.7) | 555.2 | each | PRICE Data | Others | Others
Providing and fixing required Stainless Steel Fitting of press fit design of grade AISI 304 conforming to JWWA G116 standard with V-profile or M-profile and with O-ring sealing gasket of EPDM material of required dia as per direction of Engineer-in-charge. Female Threaded Elbow 900 For 48.60 mm outer dia X 40 mm nominal dia threaded (PRICE Code: 18.99.8) | 793.3 | each | PRICE Data | Others | Others
Providing and fixing required Stainless Steel Fitting of press fit design of grade AISI 304 conforming to JWWA G116 standard with V-profile or M-profile and with O-ring sealing gasket of EPDM material of required dia as per direction of Engineer-in-charge. Female Threaded Elbow 900 For 48.60 mm outer dia X 50 mm nominal dia threaded (PRICE Code: 18.99.9) | 793.3 | each | PRICE Data | Others | Others
Providing and fixing required Stainless Steel Fitting of press fit design of grade AISI 304 conforming to JWWA G116 standard with V-profile or M-profile and with O-ring sealing gasket of EPDM material of required dia as per direction of Engineer-in-charge. Male Threaded Elbow 900 For 15.88 mm outer dia X 15 mm nominal dia threaded (PRICE Code: 18.100.1) | 221.85 | each | PRICE Data | Others | Others
Providing and fixing required Stainless Steel Fitting of press fit design of grade AISI 304 conforming to JWWA G116 standard with V-profile or M-profile and with O-ring sealing gasket of EPDM material of required dia as per direction of Engineer-in-charge. Male Threaded Elbow 900 For 22.22 mm outer dia X 15 mm nominal dia threaded (PRICE Code: 18.100.2) | 238.1 | each | PRICE Data | Others | Others
Providing and fixing required Stainless Steel Fitting of press fit design of grade AISI 304 conforming to JWWA G116 standard with V-profile or M-profile and with O-ring sealing gasket of EPDM material of required dia as per direction of Engineer-in-charge. Male Threaded Elbow 900 For 22.22 mm outer dia X 20 mm nominal dia threaded (PRICE Code: 18.100.3) | 238.1 | each | PRICE Data | Others | Others
Providing and fixing required Stainless Steel Fitting of press fit design of grade AISI 304 conforming to JWWA G116 standard with V-profile or M-profile and with O-ring sealing gasket of EPDM material of required dia as per direction of Engineer-in-charge. Male Threaded Elbow 900 For 28.58 mm outer dia X 25 mm nominal dia threaded (PRICE Code: 18.100.4) | 238.1 | each | PRICE Data | Others | Others
Providing and fixing required Stainless Steel Fitting of press fit design of grade AISI 304 conforming to JWWA G116 standard with V-profile or M-profile and with O-ring sealing gasket of EPDM material of required dia as per direction of Engineer-in-charge. Male Threaded Elbow 900 For 34.00 mm outer dia X 25 mm nominal dia threaded (PRICE Code: 18.100.5) | 333.35 | each | PRICE Data | Others | Others
Providing and fixing required Stainless Steel Fitting of press fit design of grade AISI 304 conforming to JWWA G116 standard with V-profile or M-profile and with O-ring sealing gasket of EPDM material of required dia as per direction of Engineer-in-charge. Male Threaded Elbow 900 For 34.00 mm outer dia X 32 mm nominal dia threaded (PRICE Code: 18.100.6) | 333.35 | each | PRICE Data | Others | Others
Providing and fixing required Stainless Steel Fitting of press fit design of grade AISI 304 conforming to JWWA G116 standard with V-profile or M-profile and with O-ring sealing gasket of EPDM material of required dia as per direction of Engineer-in-charge. Male Threaded Elbow 900 For 42.70 mm outer dia X 32 mm nominal dia threaded (PRICE Code: 18.100.7) | 555.2 | each | PRICE Data | Others | Others
Providing and fixing required Stainless Steel Fitting of press fit design of grade AISI 304 conforming to JWWA G116 standard with V-profile or M-profile and with O-ring sealing gasket of EPDM material of required dia as per direction of Engineer-in-charge. Male Threaded Elbow 900 For 42.70 mm outer dia X 40 mm nominal dia threaded (PRICE Code: 18.100.8) | 555.2 | each | PRICE Data | Others | Others
Providing and fixing required Stainless Steel Fitting of press fit design of grade AISI 304 conforming to JWWA G116 standard with V-profile or M-profile and with O-ring sealing gasket of EPDM material of required dia as per direction of Engineer-in-charge. Male Threaded Elbow 900 For 48.60 mm outer dia X 40 mm nominal dia threaded (PRICE Code: 18.100.9) | 793.3 | each | PRICE Data | Others | Others
Providing and fixing required Stainless Steel Fitting of press fit design of grade AISI 304 conforming to JWWA G116 standard with V-profile or M-profile and with O-ring sealing gasket of EPDM material of required dia as per direction of Engineer-in-charge. Male Threaded Elbow 900 For 48.60 mm outer dia X 50 mm nominal dia threaded (PRICE Code: 18.100.10) | 793.3 | each | PRICE Data | Others | Others
Providing and fixing required Stainless Steel Fitting of press fit design of grade AISI 304 conforming to JWWA G116 standard with V- profile or M-profile and with O-ring sealing gasket of EPDM material of required dia as per direction of Engineer-in-charge. Cap. For 15.88 mm outer dia pipe. (PRICE Code: 18.101.1) | 52.25 | each | PRICE Data | Others | Others
Providing and fixing required Stainless Steel Fitting of press fit design of grade AISI 304 conforming to JWWA G116 standard with V- profile or M-profile and with O-ring sealing gasket of EPDM material of required dia as per direction of Engineer-in-charge. Cap. For 22.22 mm outer dia pipe. (PRICE Code: 18.101.2) | 74.35 | each | PRICE Data | Others | Others
Providing and fixing required Stainless Steel Fitting of press fit design of grade AISI 304 conforming to JWWA G116 standard with V- profile or M-profile and with O-ring sealing gasket of EPDM material of required dia as per direction of Engineer-in-charge. Cap. For 28.58 mm outer dia pipe (PRICE Code: 18.101.3) | 97.55 | each | PRICE Data | Others | Others
Providing and fixing required Stainless Steel Fitting of press fit design of grade AISI 304 conforming to JWWA G116 standard with V- profile or M-profile and with O-ring sealing gasket of EPDM material of required dia as per direction of Engineer-in-charge. Cap. For 34.00 mm outer dia pipe (PRICE Code: 18.101.4) | 189.3 | each | PRICE Data | Others | Others
Providing and fixing required Stainless Steel Fitting of press fit design of grade AISI 304 conforming to JWWA G116 standard with V- profile or M-profile and with O-ring sealing gasket of EPDM material of required dia as per direction of Engineer-in-charge. Cap. For 42.70 mm outer dia pipe (PRICE Code: 18.101.5) | 274.1 | each | PRICE Data | Others | Others
Providing and fixing required Stainless Steel Fitting of press fit design of grade AISI 304 conforming to JWWA G116 standard with V- profile or M-profile and with O-ring sealing gasket of EPDM material of required dia as per direction of Engineer-in-charge. Cap. For 48.60 mm outer dia pipe (PRICE Code: 18.101.6) | 347.3 | each | PRICE Data | Others | Others
For 15.88 mm outer dia pipe (PRICE Code: 18.102.1) | 248.55 | each | PRICE Data | Others | Others
Providing and fixing required Stainless Steel Fitting of press fit design of grade AISI 304 conforming to Providing and fixing required Stainless Stell Fitting of press fit design of grade AISI 304 conforming to JWWA G116 standard with V-profile or M-profile and with O-ring sealing gasket of EPDM material of required dia as per direction of Engineer-in-charge. Pipe Bridge. For 22.22 mm outer dia pipe (PRICE Code: 18.102.2) | 314.75 | each | PRICE Data | Others | Others
Providing and fixing required Stainless Steel Fitting of press fit design of grade AISI 304 conforming to Providing and fixing required Stainless Stell Fitting of press fit design of grade AISI 304 conforming to JWWA G116 standard with V-profile or M-profile and with O-ring sealing gasket of EPDM material of required dia as per direction of Engineer-in-charge. Pipe Bridge. For 28.58 mm outer dia pipe (PRICE Code: 18.102.3) | 472.75 | each | PRICE Data | Others | Others
Providing and fixing rectangular high density polyethylene water storage loft tank with cover, conforming to ISI : 12701, colour of opaque white or as approved by Engineer-in-charge. The rate includes making necessary holes for inlet, outlet & over flow pipes. The base support i/c fittings & fixtures for tank shall be paid separately. (PRICE Code: 18.48A) | 7.65 | Litre | PRICE Data | Others | Others
Providing and fixing C.P. Brass extension nipple (size 15mmx50mm) of approved make and quality as per direction of Engineer-in-charge. (PRICE Code: 18.53A) | 53.2 | no | PRICE Data | Others | Others
Providing, laying and jointing glazed stoneware pipes class SP - 1 with stiff mixture of cement mortar in the proportion of 1:1 ( 1 cement : 1 fine sand) including testing of joints etc. complete: 100 mm diameter (PRICE Code: 19.1.1) | 275.25 | metre | PRICE Data | Others | Others
Providing, laying and jointing glazed stoneware pipes class SP - 1 with stiff mixture of cement mortar in the proportion of 1:1 ( 1 cement : 1 fine sand) including testing of joints etc. complete: 150 mm diameter (PRICE Code: 19.1.2) | 434.25 | metre | PRICE Data | Others | Others
Providing, laying and jointing glazed stoneware pipes class SP - 1 with stiff mixture of cement mortar in the proportion of 1:1 ( 1 cement : 1 fine sand) including testing of joints etc. complete: 200 mm diameter (PRICE Code: 19.1.3) | 689.5 | metre | PRICE Data | Others | Others
Providing, laying and jointing glazed stoneware pipes class SP - 1 with stiff mixture of cement mortar in the proportion of 1:1 ( 1 cement : 1 fine sand) including testing of joints etc. complete: 250 mm diameter (PRICE Code: 19.1.5) | 1018.9 | metre | PRICE Data | Others | Others
Providing, laying and jointing glazed stoneware pipes class SP - 1 with stiff mixture of cement mortar in the proportion of 1:1 ( 1 cement : 1 fine sand) including testing of joints etc. complete: 300mm diameter (PRICE Code: 19.1.6) | 1395.2 | metre | PRICE Data | Others | Others
Providing and laying cement concrete 1:5:10 (1 cement : 5 coarse sand : 10 graded stone aggregate 40 mm nominal size) all - round S.W. pipes including bed concrete as per standard design: 100 mm diameter S.W. pipe (PRICE Code: 19.2.1) | 709.25 | metre | PRICE Data | Others | Others
Providing and laying cement concrete 1:5:10 (1 cement : 5 coarse sand : 10 graded stone aggregate 40 mm nominal size) all - round S.W. pipes including bed concrete as per standard design: 150 mm diameter S.W.pipe (PRICE Code: 19.2.2) | 867.4 | metre | PRICE Data | Others | Others
Providing and laying cement concrete 1:5:10 (1 cement : 5 coarse sand : 10 graded stone aggregate 40 mm nominal size) all - round S.W. pipes including bed concrete as per standard design: 200 mm diameter S.W. pipe (PRICE Code: 19.2.3) | 1011.15 | metre | PRICE Data | Others | Others
Providing and laying cement concrete 1:5:10 (1 cement : 5 coarse sand : 10 graded stone aggregate 40 mm nominal size) all - round S.W. pipes including bed concrete as per standard design: 250 mm diameter S.W. pipe. (PRICE Code: 19.2.4) | 1169.3 | metre | PRICE Data | Others | Others
Providing and laying cement concrete 1:5:10 ( 1 cement : 5 coarse sand : 10 graded stone aggregate 40 mm nominal size) up to haunches of S.W. pipes including bed concrete as per standard design: 100 mm diameter S.W. pipe (PRICE Code: 19.3.1) | 337.1 | metre | PRICE Data | Others | Others
Providing and laying cement concrete 1:5:10 ( 1 cement : 5 coarse sand : 10 graded stone aggregate 40 mm nominal size) up to haunches of S.W. pipes including bed concrete as per standard design: 150 mm diameter S.W. pipe (PRICE Code: 19.3.2) | 546.3 | metre | PRICE Data | Others | Others
Providing and laying cement concrete 1:5:10 ( 1 cement : 5 coarse sand : 10 graded stone aggregate 40 mm nominal size) up to haunches of S.W. pipes including bed concrete as per standard design: 200 MM DIAMETER s.w. Pipe (PRICE Code: 19.3.3) | 642.15 | metre | PRICE Data | Others | Others
Providing and laying cement concrete 1:5:10 ( 1 cement : 5 coarse sand : 10 graded stone aggregate 40 mm nominal size) up to haunches of S.W. pipes including bed concrete as per standard design: 250 mm diameter S.W. pipe. (PRICE Code: 19.3.4) | 747.6 | metre | PRICE Data | Others | Others
Providing and laying cement concrete 1:5:10 ( 1 cement : 5 coarse sand : 10 graded stone aggregate 40 mm nominal size) up to haunches of S.W. pipes including bed concrete as per standard design: 300 mm diameter S.W. pipe. (PRICE Code: 19.3.5) | 862.6 | metre | PRICE Data | Others | Others
Providing and fixing square-mouth S.W. gully trap class SP -1 complete with C.I. grating brick masonry chamber with water tight C.I. cover with frame of 300x300 mm size (inside) the weight of cover to be not less than 4.50 kg and frame to be not less than 2.70 kg as per standard design: 100x100 mm size P type With common burnt clay F.P.S. (non modular) bricks of class designation 7.5 (PRICE Code: 19.4.1.1) | 2002.75 | each | PRICE Data | Others | Others
Providing and fixing square-mouth S.W. gully trap class SP -1 complete with C.I. grating brick masonry chamber with water tight C.I. cover with frame of 300x300 mm size (inside) the weight of cover to be not less than 4.50 kg and frame to be not less than 2.70 kg as per standard design: 100x100 mm size P type With Sewer bricks conforming to IS: 4885 (PRICE Code: 19.4.1.2) | 2006.25 | each | PRICE Data | Others | Others
150x100 mm size P type With common burnt clay F.P.S. (non modular) bricks of class designation 7.5 (PRICE Code: 19.4.2.1) | 2011.75 | each | PRICE Data | Others | Others
150x100 mm size P type With sewer bricks conforming to IS:4885 (PRICE Code: 19.4.2.2) | 2015.3 | each | PRICE Data | Others | Others
Providing and fixing square-mouth S.W. gully trap class SP -1 complete with C.I. grating brick masonry chamber with water tight C.I. cover with frame of 300x300 mm size (inside) the weight of cover to be not less than 4.50 kg and frame to be not less than 2.70 kg as per standard design: 180x150 mm size P type With common burnt clay F.P.S (non modular) bricks of class designation 7.5 (PRICE Code: 19.4.3.1) | 2091.85 | each | PRICE Data | Others | Others
Providing and fixing square-mouth S.W. gully trap class SP -1 complete with C.I. grating brick masonry chamber with water tight C.I. cover with frame of 300x300 mm size (inside) the weight of cover to be not less than 4.50 kg and frame to be not less than 2.70 kg as per standard design: 180x150 mm size P type With sewer bricks conforming to IS: 4885 (PRICE Code: 19.4.3.2) | 2095.35 | each | PRICE Data | Others | Others
Dismantling of old S.W. pipes including breaking of joints and bed concrete stacking of useful materials near the site within 50 m lead and disposal of unserviceable materials into municipal dumps: 100 mm diameter (PRICE Code: 19.5.1) | 55.1 | metre | PRICE Data | Others | Others
Dismantling of old S.W. pipes including breaking of joints and bed concrete stacking of useful materials near the site within 50 m lead and disposal of unserviceable materials into municipal dumps: 150 mm diameter (PRICE Code: 19.5.2) | 60.9 | metre | PRICE Data | Others | Others
Dismantling of old S.W. pipes including breaking of joints and bed concrete stacking of useful materials near the site within 50 m lead and disposal of unserviceable materials into municipal dumps: 200 mm diameter (PRICE Code: 19.5.3) | 64.8 | metre | PRICE Data | Others | Others
Dismantling of old S.W. pipes including breaking of joints and bed concrete stacking of useful materials near the site within 50 m lead and disposal of unserviceable materials into municipal dumps: 250 mm diameter (PRICE Code: 19.5.4) | 68.7 | metre | PRICE Data | Others | Others
Dismantling of old S.W. pipes including breaking of joints and bed concrete stacking of useful materials near the site within 50 m lead and disposal of unserviceable materials into municipal dumps: 300 mm diameter (PRICE Code: 19.5.5) | 72.6 | metre | PRICE Data | Others | Others
Dismantling of old S.W. pipes including breaking of joints and bed concrete stacking of useful materials near the site within 50 m lead and disposal of unserviceable materials into municipal dumps: 350 mm diameter (PRICE Code: 19.5.6) | 83.6 | metre | PRICE Data | Others | Others
Dismantling of old S.W. pipes including breaking of joints and bed concrete stacking of useful materials near the site within 50 m lead and disposal of unserviceable materials into municipal dumps: 400 mm diameter (PRICE Code: 19.5.7) | 91.4 | metre | PRICE Data | Others | Others
Dismantling of old S.W. pipes including breaking of joints and bed concrete stacking of useful materials near the site within 50 m lead and disposal of unserviceable materials into municipal dumps: 450 mm diameter (PRICE Code: 19.5.8) | 95.25 | metre | PRICE Data | Others | Others
Providing and laying non-pressure NP2 class (light duty) R.C.C. pipes with collars jointed with stiff mixture of cement mortar in the proportion of 1:2 ( 1 cement : 2 fine sand) including testing of joints etc. complete: 100 mm dia R.C. C pipe (PRICE Code: 19.6.1) | 360.95 | metre | PRICE Data | Others | Others
Providing and laying non-pressure NP2 class (light duty) R.C.C. pipes with collars jointed with stiff mixture of cement mortar in the proportion of 1:2 ( 1 cement : 2 fine sand) including testing of joints etc. complete: 150 mm dia R.C.C. pipe (PRICE Code: 19.6.2) | 401.6 | metre | PRICE Data | Others | Others
Providing and laying non-pressure NP2 class (light duty) R.C.C. pipes with collars jointed with stiff mixture of cement mortar in the proportion of 1:2 ( 1 cement : 2 fine sand) including testing of joints etc. complete: 250 mm dia R.C. C. pipe (PRICE Code: 19.6.3) | 654.95 | metre | PRICE Data | Others | Others
Providing and laying non-pressure NP2 class (light duty) R.C.C. pipes with collars jointed with stiff mixture of cement mortar in the proportion of 1:2 ( 1 cement : 2 fine sand) including testing of joints etc. complete: 300 mm dia R.C.C. pipe (PRICE Code: 19.6.4) | 749.75 | metre | PRICE Data | Others | Others
Providing and laying non-pressure NP2 class (light duty) R.C.C. pipes with collars jointed with stiff mixture of cement mortar in the proportion of 1:2 ( 1 cement : 2 fine sand) including testing of joints etc. complete: 450 mm dia R.C.C. pipe (PRICE Code: 19.6.5) | 1209.05 | metre | PRICE Data | Others | Others
Providing and laying non-pressure NP2 class (light duty) R.C.C. pipes with collars jointed with stiff mixture of cement mortar in the proportion of 1:2 ( 1 cement : 2 fine sand) including testing of joints etc. complete: 500 mm dia R.C.C. pipe (PRICE Code: 19.6.6) | 1438.45 | metre | PRICE Data | Others | Others
Providing and laying non-pressure NP2 class (light duty) R.C.C. pipes with collars jointed with stiff mixture of cement mortar in the proportion of 1:2 ( 1 cement : 2 fine sand) including testing of joints etc. complete: 600 mm dia R.C.C. pipe (PRICE Code: 19.6.7) | 1704 | metre | PRICE Data | Others | Others
Providing and laying non-pressure NP2 class (light duty) R.C.C. pipes with collars jointed with stiff mixture of cement mortar in the proportion of 1:2 ( 1 cement : 2 fine sand) including testing of joints etc. complete: 700 mm dia R.C.C. pipe (PRICE Code: 19.6.8) | 2199 | metre | PRICE Data | Others | Others
Providing and laying non-pressure NP2 class (light duty) R.C.C. pipes with collars jointed with stiff mixture of cement mortar in the proportion of 1:2 ( 1 cement : 2 fine sand) including testing of joints etc. complete: 800 mm dia R.C.C. pipe (PRICE Code: 19.6.9) | 2624.2 | metre | PRICE Data | Others | Others
Providing and laying non-pressure NP2 class (light duty) R.C.C. pipes with collars jointed with stiff mixture of cement mortar in the proportion of 1:2 ( 1 cement : 2 fine sand) including testing of joints etc. complete: 900 mm dia R.C.C. pipe (PRICE Code: 19.6.10) | 3551.15 | metre | PRICE Data | Others | Others
Providing and laying non-pressure NP2 class (light duty) R.C.C. pipes with collars jointed with stiff mixture of cement mortar in the proportion of 1:2 ( 1 cement : 2 fine sand) including testing of joints etc. complete: 1000 mm dia R.C.C. pipe (PRICE Code: 19.6.11) | 4167.35 | metre | PRICE Data | Others | Others
Providing and laying non-pressure NP2 class (light duty) R.C.C. pipes with collars jointed with stiff mixture of cement mortar in the proportion of 1:2 ( 1 cement : 2 fine sand) including testing of joints etc. complete: 1100 mm dia R.C.C. pipe (PRICE Code: 19.6.12) | 4682.45 | metre | PRICE Data | Others | Others
Providing and laying non-pressure NP2 class (light duty) R.C.C. pipes with collars jointed with stiff mixture of cement mortar in the proportion of 1:2 ( 1 cement : 2 fine sand) including testing of joints etc. complete: 1200 mm dia R. C. C pipe (PRICE Code: 19.6.13) | 5249.4 | metre | PRICE Data | Others | Others
Constructing brick masonry manhole in cement mortar 1:4 ( 1 cement : 4 coarse sand) with R.C.C. top with 1:2:4 mix (1 cement : 2 coarse sand : 4 graded stone aggregate 20 mm nominal size), foundation concrete 1:4:8 mix ( 1 cement : 4 coarse sand : 8 graded stone aggregate 40 mm nominal size,) inside plastering 12 mm thick with cement mortar 1:3 ( 1 cement : 3 coarse sand) finished with floating coat of neat cement and making channels in cement concrete 1:2:4 ( 1 cement : 2 coarse sand : 4 graded stone aggregate 20 mm nominal size ) finished with a floating coat of neat cement complete as per standard design: Inside size 90x80 cm and 45 cm deep including C.I. cover with frame (light duty) 455x610 mm internal dimensions, total weight of cover and frame to be not less than 38 kg (weigh of cover 23 kg and weight of frame 15 kg): With common burnt clay F.P.S. (non modular) bricks of class designation 7.5 (PRICE Code: 19.7.1.1) | 9467.25 | each | PRICE Data | Others | Others
Constructing brick masonry manhole in cement mortar 1:4 ( 1 cement : 4 coarse sand) with R.C.C. top with 1:2:4 mix (1 cement : 2 coarse sand : 4 graded stone aggregate 20 mm nominal size), foundation concrete 1:4:8 mix ( 1 cement : 4 coarse sand : 8 graded stone aggregate 40 mm nominal size,) inside plastering 12 mm thick with cement mortar 1:3 ( 1 cement : 3 coarse sand) finished with floating coat of neat cement and making channels in cement concrete 1:2:4 ( 1 cement : 2 coarse sand : 4 graded stone aggregate 20 mm nominal size ) finished with a floating coat of neat cement complete as per standard design: Inside size 90x80 cm and 45 cm deep including C.I. cover with frame (light duty) 455x610 mm internal dimensions, total weight of cover and frame to be not less than 38 kg (weigh of cover 23 kg and weight of frame 15 kg): With Sewer bricks conforming to IS : 4885 (PRICE Code: 19.7.1.2) | 9476.45 | each | PRICE Data | Others | Others
Constructing brick masonry manhole in cement mortar 1:4 ( 1 cement : 4 coarse sand) with R.C.C. top with 1:2:4 mix (1 cement : 2 coarse sand : 4 graded stone aggregate 20 mm nominal size), foundation concrete 1:4:8 mix ( 1 cement : 4 coarse sand : 8 graded stone aggregate 40 mm nominal size,) inside plastering 12 mm thick with cement mortar 1:3 ( 1 cement : 3 coarse sand) finished with floating coat of neat cement and making channels in cement concrete 1:2:4 ( 1 cement : 2 coarse sand : 4 graded stone aggregate 20 mm nominal size ) finished with a floating coat of neat cement complete as per standard design: Inside size 120x90 cm and 90 cm deep including C.I. cover with frame ( medium duty ) 500 mm internal diameter, total weight of cover and frame to be not less than 116 kg ( weight of cover 58 kg and weight of frame 58 kg): With common burnt clay F.P.S ( non modular) bricks of class designation 7.5 (PRICE Code: 19.7.2.1) | 19915.15 | each | PRICE Data | Others | Others
Constructing brick masonry manhole in cement mortar 1:4 ( 1 cement : 4 coarse sand) with R.C.C. top with 1:2:4 mix (1 cement : 2 coarse sand : 4 graded stone aggregate 20 mm nominal size), foundation concrete 1:4:8 mix ( 1 cement : 4 coarse sand : 8 graded stone aggregate 40 mm nominal size,) inside plastering 12 mm thick with cement mortar 1:3 ( 1 cement : 3 coarse sand) finished with floating coat of neat cement and making channels in cement concrete 1:2:4 ( 1 cement : 2 coarse sand : 4 graded stone aggregate 20 mm nominal size ) finished with a floating coat of neat cement complete as per standard design: Inside size 120x90 cm and 90 cm deep including C.I. cover with frame ( medium duty ) 500 mm internal diameter, total weight of cover and frame to be not less than 116 kg ( weight of cover 58 kg and weight of frame 58 kg): With Sewer bricks conforming to IS : 4885 (PRICE Code: 19.7.2.2) | 19940.25 | each | PRICE Data | Others | Others
Constructing brick masonry manhole in cement mortar 1:4 ( 1 cement : 4 coarse sand) with R.C.C. top with 1:2:4 mix (1 cement : 2 coarse sand : 4 graded stone aggregate 20 mm nominal size), foundation concrete 1:4:8 mix ( 1 cement : 4 coarse sand : 8 graded stone aggregate 40 mm nominal size,) inside plastering 12 mm thick with cement mortar 1:3 ( 1 cement : 3 coarse sand) finished with floating coat of neat cement and making channels in cement concrete 1:2:4 ( 1 cement : 2 coarse sand : 4 graded stone aggregate 20 mm nominal size ) finished with a floating coat of neat cement complete as per standard design: Inside size 120x 90 cm and 90 cm deep including C.I. cover with frame ( heavy duty ) 560 mm internal diameter, total weight of cover and frame to be not less than 208 kg ( weight of cover 108 kg and weight of frame 100 kg) With common burnt clay F.P.S. ( non modular) bricks of class designation 7.5 (PRICE Code: 19.7.3.1) | 24857.1 | each | PRICE Data | Others | Others
Constructing brick masonry manhole in cement mortar 1:4 ( 1 cement : 4 coarse sand) with R.C.C. top with 1:2:4 mix (1 cement : 2 coarse sand : 4 graded stone aggregate 20 mm nominal size), foundation concrete 1:4:8 mix ( 1 cement : 4 coarse sand : 8 graded stone aggregate 40 mm nominal size,) inside plastering 12 mm thick with cement mortar 1:3 ( 1 cement : 3 coarse sand) finished with floating coat of neat cement and making channels in cement concrete 1:2:4 ( 1 cement : 2 coarse sand : 4 graded stone aggregate 20 mm nominal size ) finished with a floating coat of neat cement complete as per standard design: Inside size 120x 90 cm and 90 cm deep including C.I. cover with frame ( heavy duty ) 560 mm internal diameter, total weight of cover and frame to be not less than 208 kg ( weight of cover 108 kg and weight of frame 100 kg) With Sewer bricks conforming to IS: 4885 (PRICE Code: 19.7.3.2) | 24878.7 | each | PRICE Data | Others | Others
Extra for depth for manholes Size 90x80 cm With common burnt clay F.P.S. ( non modular ) bricks of class designation 7.5 (PRICE Code: 19.8.1.1) | 6513.5 | metre | PRICE Data | Others | Others
Extra for depth for manholes Size 90x80 cm With Sewer bricks conforming to IS : 4885 (PRICE Code: 19.8.1.2) | 6540.2 | metre | PRICE Data | Others | Others
Extra for depth for manholes Size 120x90 cm With common burnt clay F.P.S. ( non modular ) bricks of class designation 7.5 (PRICE Code: 19.8.2.1) | 7808.35 | metre | PRICE Data | Others | Others
Extra for depth for manholes Size 120x90 cm With Sewer bricks conforming to IS: 4885 (PRICE Code: 19.8.2.2) | 7840.2 | metre | PRICE Data | Others | Others
Constructing brick masonry circular type manhole 0.91 m internal dia at bottam and 0.56 m dia at to[ in cement mortar 1:4 (1 cement : 4 coarse sand), in side cement plaster 12 mm thick with cement mortar 1:3 ( 1 cement: 3 coarse sand) finished with a floating coat of neat cement, foundation concrete 1:3:6 mix ( 1 cement: 3 coarse sand: 6 graded stone aggregate 40 mm nominal size ), and making necessary channel in cement concrete 1:2:4 ( 1 cement:2 coarse sand: 4 graded stone aggregate 20 mm nominal size) finished with a floating coat of neat cement, all complete as per standard design: 0.91 m deep with S.F.R.C cover and frame (heavy duty, HD-20 grade designation) 560 mm internal diameter conforming to IS: 12592, total weight of cover and frame to be not less than 182 kg, fixed in cement concrete 1:2:4 (1 cement: 2 coarse sand: 4 graded stone aggregate 20 mm nominal size) including centering, shuttering all complete. (Excavation, foot rests and 12 mm thick cement plaster at the external surface shall be paid for separately): With cement burnt clay F.P.S. (non modular) bricks of class designation 7.5 (PRICE Code: 19.9.1.1) | 9582.45 | each | PRICE Data | Others | Others
Constructing brick masonry circular type manhole 0.91 m internal dia at bottam and 0.56 m dia at to[ in cement mortar 1:4 (1 cement : 4 coarse sand), in side cement plaster 12 mm thick with cement mortar 1:3 ( 1 cement: 3 coarse sand) finished with a floating coat of neat cement, foundation concrete 1:3:6 mix ( 1 cement: 3 coarse sand: 6 graded stone aggregate 40 mm nominal size ), and making necessary channel in cement concrete 1:2:4 ( 1 cement:2 coarse sand: 4 graded stone aggregate 20 mm nominal size) finished with a floating coat of neat cement, all complete as per standard design: With Sewer bricks conforming to IS:4885 (PRICE Code: 19.9.1.2) | 9578.65 | each | PRICE Data | Others | Others
Extra depth circular type manhole 0.91 m internal dia ( at bottom) beyound 0.91 m to 1.67 m With common burnt clay F.P.S. ( non modular) bricks of class designation 7.5 (PRICE Code: 19.10.1) | 5597.95 | metre | PRICE Data | Others | Others
Extra depth circular type manhole 0.91 m internal dia ( at bottom) beyound 0.91 m to 1.67 m With Sewer bricks conforming IS: 4885 (PRICE Code: 19.10.2) | 5620.35 | metre | PRICE Data | Others | Others
Constructing brick masonry circular manhole 1.22 m internal dia at bottom and 0.56 m dia at top in cement mortar 1:4 ( 1 cement: 4 coarse sand) inside cement plaster 12 mm thick with cement mortar 1:3 ( 1 cement: 3 coarse sand) finished with a floating coat of neat cement foundation concrete 1:3:6 ( 1 cement: 3 coarse sand: 6 graded stone aggregate 40 mm nominal size) and making necessary channel in cement concrete 1:2:4 (1 cement: 2 coarse sand: 4 graded stone aggregate 20 mm nominal size) finished with a floating coat of neat cement, all complete as per standard design: 1.68 m deep with SFRC cover and frame (heavy duty Hd- 20 grade designation) 560 mm internal diameter conforming to IS: 12592, total weight of cover and frame to be not less than 182 kg fixed in cement concrete 1:2:4 ( 1 cement: 2 coarse sand: 4 graded stone aggregate 20 mm nominal size) including centering, shuttering all complete. ( Excavation, foot rests and 12 mm thick cement plaster at the external surface shall be paid for separately) With common burnt clay F.P.S(non modular) bricks of class designation 7.5 (PRICE Code: 19.11.1.1) | 18435.1 | each | PRICE Data | Others | Others
Constructing brick masonry circular manhole 1.22 m internal dia at bottom and 0.56 m dia at top in cement mortar 1:4 ( 1 cement: 4 coarse sand) inside cement plaster 12 mm thick with cement mortar 1:3 ( 1 cement: 3 coarse sand) finished with a floating coat of neat cement foundation concrete 1:3:6 ( 1 cement: 3 coarse sand: 6 graded stone aggregate 40 mm nominal size) and making necessary channel in cement concrete 1:2:4 (1 cement: 2 coarse sand: 4 graded stone aggregate 20 mm nominal size) finished with a floating coat of neat cement, all complete as per standard design: 1.68 m deep with SFRC cover and frame (heavy duty Hd- 20 grade designation) 560 mm internal diameter conforming to IS: 12592, total weight of cover and frame to be not less than 182 kg fixed in cement concrete 1:2:4 ( 1 cement: 2 coarse sand: 4 graded stone aggregate 20 mm nominal size) including centering, shuttering all complete. ( Excavation, foot rests and 12 mm thick cement plaster at the external surface shall be paid for separately) With sewer bricks conforming IS:4885 (PRICE Code: 19.11.1.2) | 18451.85 | each | PRICE Data | Others | Others
Extra depth for circular type manhole 1.22 m internal dia (at bottom) beyond 1.68 m to 2.29 m: With common burnt clay F.P.S. (non modular) bricks of class designation 7.5. (PRICE Code: 19.12.1) | 7264.7 | metre | PRICE Data | Others | Others
Extra depth for circular type manhole 1.22 m internal dia (at bottom) beyond 1.68 m to 2.29 m: With sewer bricks conforming IS:4885 (PRICE Code: 19.12.2) | 7293.95 | metre | PRICE Data | Others | Others
Constructing brick masonry circular manhole 1.52 m internal dia at bottom and 0.56 m dia at top in cement mortar 1:4 (1 cement:4 coarse sand) inside cement plaster 12 mm thick with cement mortar 1:3 (1 cement: 3 coarse sand) finished with a floating coat of neat cement, foundation concrete 1:3:6 (1 cement:3 coarse sand: 6 graded stone aggregate 40 mm nominal size) and making necessary channel in cement concrete 1:2:4 (1 cement:2 coarse sand: 4 graded stone aggregate 20 mm nominal size)finished with a floating coat of neat cement, all complete as per standard design: 2.30 m deep with SFRC cover and frame (heavy duty HD - 20 grade designation) 560 mm internal diameter conforming to IS:12592, total weight of cover and frame to be not less than 182 kg fixed in cement concrete 1:2:4 ( 1 cement:2 coarse sand: 4 graded stone aggregate 20 mm nominal size) including centering, shuttering all complete. (Excavation, foot rests and 12 mm thick cement plaster at the external surface shall be paid for separately): With common burnt clay F.P.S. (non modular) bricks of class designation 7.5 (PRICE Code: 19.13.1.1) | 39464.15 | each | PRICE Data | Others | Others
Constructing brick masonry circular manhole 1.52 m internal dia at bottom and 0.56 m dia at top in cement mortar 1:4 (1 cement:4 coarse sand) inside cement plaster 12 mm thick with cement mortar 1:3 (1 cement: 3 coarse sand) finished with a floating coat of neat cement, foundation concrete 1:3:6 (1 cement:3 coarse sand: 6 graded stone aggregate 40 mm nominal size) and making necessary channel in cement concrete 1:2:4 (1 cement:2 coarse sand: 4 graded stone aggregate 20 mm nominal size)finished with a floating coat of neat cement, all complete as per standard design: 2.30 m deep with SFRC cover and frame (heavy duty HD - 20 grade designation) 560 mm internal diameter conforming to IS:12592, total weight of cover and frame to be not less than 182 kg fixed in cement concrete 1:2:4 ( 1 cement:2 coarse sand: 4 graded stone aggregate 20 mm nominal size) including centering, shuttering all complete. (Excavation, foot rests and 12 mm thick cement plaster at the external surface shall be paid for separately): With sewer bricks conforming IS:4885 (PRICE Code: 19.13.1.2) | 39527.3 | each | PRICE Data | Others | Others
Extra depth for circular type manhole 1.52 m internal dia (at bottom) beyond 2.30 m: With common burnt clay F.P.S. (non modular) bricks of class designation 7.5 (PRICE Code: 19.14.1) | 16940.8 | metre | PRICE Data | Others | Others
Extra depth for circular type manhole 1.52 m internal dia (at bottom) beyond 2.30 m: With Sewer b ricks conforming IS: 4885 (PRICE Code: 19.14.2) | 17016.35 | metre | PRICE Data | Others | Others
Providing M.S. foot rests including fixing in manholes with 20x20x10 cm cement concrete blocks 1:3:6 (1 cement : 3 coarse sand: 6 graded stone aggregate 20 mm nominal size) as per standard design. With 20x20 mm square bar (PRICE Code: 19.15.1) | 366.55 | each | PRICE Data | Others | Others
Providing M.S. foot rests including fixing in manholes with 20x20x10 cm cement concrete blocks 1:3:6 (1 cement : 3 coarse sand: 6 graded stone aggregate 20 mm nominal size) as per standard design. With 20 mm diameter round bar (PRICE Code: 19.15.2) | 333.1 | each | PRICE Data | Others | Others
Providing orange colour safety foot rest of minimum 6 mm thick plastic encapsulated as per IS: 10910 on 12 mm dia steeel bar conforming to IS:1786, having minimum cross section as 23 mm x 25 mm and over all minimum length 263 mm and width as 165 mm with minimum 112 mm space between protruded legs having 2 mm tread on top surface by ribbing or chequering besides necessary and adequate anchoring projections on tail length on 138 mm as per standard drawing and suitable to with stand the bend test and chemical resistance test as per specifications and having manufactures permanent identification mark to be visible even after fixing including fixing in manholes with 30x20x15 cm cement concrete block 1:3:6 ( 1cement: 3 coarse sand: 6 graded stone aggregate 20 mm nominal size) Complete as per design (PRICE Code: 19.16) | 401.95 | each | PRICE Data | Others | Others
Replacement of M.S. foot rests in manholes including dismantling concrete blocks and fixing with 20x20x10 cm cement concrete blocks 1:3:6 ( 1 cement : 3 coarse sand: 6 graded stone aggregate 20 mm nominal size): With 20x 20 mm square bar (PRICE Code: 19.17.1) | 448.3 | each | PRICE Data | Others | Others
Replacement of M.S. foot rests in manholes including dismantling concrete blocks and fixing with 20x20x10 cm cement concrete blocks 1:3:6 ( 1 cement : 3 coarse sand: 6 graded stone aggregate 20 mm nominal size): With 20 mm diameter round bar (PRICE Code: 19.17.2) | 414.85 | each | PRICE Data | Others | Others
Supplying and fixing C.I with out frame for manholes: 455 x 610 mm rectangular C.I cover ( light duty ) the weight of the cover to be no less than 23 kg (PRICE Code: 19.18.1) | 1151.35 | each | PRICE Data | Others | Others
Supplying and fixing C.I with out frame for manholes: 500 mm diameter C.I. (medium duty) the weight of the cover to be not less than 58 kg (PRICE Code: 19.18.2) | 2780.5 | each | PRICE Data | Others | Others
Supplying and fixing C.I with out frame for manholes: 560 mm diameter ( heavy duty) the weight of the cover to be not less than 108 kg (PRICE Code: 19.18.3) | 5922.7 | each | PRICE Data | Others | Others
Providing and fixing in position Pre-cast R.C.C. manhole cover and frame of required shape and approved quality. L D - 2.5 Rectangular shape 600x450 mm internal dimensions (PRICE Code: 19.19.1.1) | 1066.85 | each | PRICE Data | Others | Others
Providing and fixing in position Pre-cast R.C.C. manhole cover and frame of required shape and approved quality. L D - 2.5 Square shape 450 mm internal dimensions (PRICE Code: 19.19.1.2) | 891.8 | each | PRICE Data | Others | Others
Providing and fixing in position Pre-cast R.C.C. manhole cover and frame of required shape and approved quality. L D - 2.5 Circular shape 450 mm internal diameter (PRICE Code: 19.19.1.3) | 891.8 | each | PRICE Data | Others | Others
M D - 10 Square shape 450 mm internal dimension (PRICE Code: 19.19.2.1) | 1068.3 | each | PRICE Data | Others | Others
M D - 10 Circular shape 500 mm internal diameter (PRICE Code: 19.19.2.2) | 899 | each | PRICE Data | Others | Others
Circular shape 560 mm internal diameter (PRICE Code: 19.19.3.1) | 1277.45 | each | PRICE Data | Others | Others
EHD - 35 Circular shape 560 mm internal dia (PRICE Code: 19.19.4.1) | 1614.3 | each | PRICE Data | Others | Others
Supplying and fixing C.I cover 300x300 mm without frame for gully trap (standard pattern) the weight of cover to be not less than 4.5 kg (PRICE Code: 19.2) | 579.75 | each | PRICE Data | Others | Others
Making connection of drain or sewer line with existing manhole including breaking into and making good the walls, floors with cement concrete 1:2:4 mix( 1 cement:2 coarse sand: 4 graded stone aggregate 20 mm nominal size) cement plastered on both sides with cement mortar 1:3 ( 1 cement: 3 coarse sand) finished with a floating coat of neat cement and making necessary channels for the drain etc. complete. For pipes 100 to 250 mm diameter (PRICE Code: 19.21.1) | 541.25 | each | PRICE Data | Others | Others
Making connection of drain or sewer line with existing manhole including breaking into and making good the walls, floors with cement concrete 1:2:4 mix( 1 cement:2 coarse sand: 4 graded stone aggregate 20 mm nominal size) cement plastered on both sides with cement mortar 1:3 ( 1 cement: 3 coarse sand) finished with a floating coat of neat cement and making necessary channels for the drain etc. complete. For pipes 250 to 300 mm diameter (PRICE Code: 19.21.2) | 622.7 | each | PRICE Data | Others | Others
Making connection of drain or sewer line with existing manhole including breaking into and making good the walls, floors with cement concrete 1:2:4 mix( 1 cement:2 coarse sand: 4 graded stone aggregate 20 mm nominal size) cement plastered on both sides with cement mortar 1:3 ( 1 cement: 3 coarse sand) finished with a floating coat of neat cement and making necessary channels for the drain etc. complete. For pipes 350 to 450 mm diameter (PRICE Code: 19.21.3) | 898.9 | each | PRICE Data | Others | Others
Providing sand cast iron drop connection externally for 60 cm drop from branch sewer line to main sewer manhole including inspection and cleaning eye with chain and lid, sand cast iron drop pipe and bend encased all - round with cement concrete 1:5:10 ( 1cement: 5 fine sand: 10 graded stone aggregate 40 mm nominal size) with all centering and shuttering required, cutting holes in walls and making good with brick work in cement mortar 1:4 ( 1 cement: 4 coarse sand) plastered with cement mortar 1:3 ( 1 cement :3 coarse sand) on inside of the manhole wall ,lead caulked joints between sand cast iron pipes and fittings, stiff cement mortar1 :1 ( 1 cement : 1 fine sand) joints between sand cast iron tee and S.W. pipe, asking required channels complete as per standard design and specifications: 100 mm dia sand cast iron drop connection (PRICE Code: 19.22.1) | 8103.25 | each | PRICE Data | Others | Others
Providing sand cast iron drop connection externally for 60 cm drop from branch sewer line to main sewer manhole including inspection and cleaning eye with chain and lid, sand cast iron drop pipe and bend encased all - round with cement concrete 1:5:10 ( 1cement: 5 fine sand: 10 graded stone aggregate 40 mm nominal size) with all centering and shuttering required, cutting holes in walls and making good with brick work in cement mortar 1:4 ( 1 cement: 4 coarse sand) plastered with cement mortar 1:3 ( 1 cement :3 coarse sand) on inside of the manhole wall ,lead caulked joints between sand cast iron pipes and fittings, stiff cement mortar1 :1 ( 1 cement : 1 fine sand) joints between sand cast iron tee and S.W. pipe, asking required channels complete as per standard design and specifications: 150 mm dia sand cast iron drop connection (PRICE Code: 19.22.2) | 11140.85 | each | PRICE Data | Others | Others
Extra for depths beyond 60 cm of sand cast iron drop connection complete: For 100 mm dia sand cast iron drop connection (PRICE Code: 19.23.1) | 2285.25 | metre | PRICE Data | Others | Others
Extra for depths beyond 60 cm of sand cast iron drop connection complete: For 150 mm dia sand cast iron drop connection (PRICE Code: 19.23.2) | 2968.05 | metre | PRICE Data | Others | Others
Dismantling of manhole including R.C.C top slab, C.I. cover with frame, including stacking of useful materials near the site and disposal of unserviceable materials into municipal dumps within 50 m lead: Rectangular manhole 90x80 cm and 45 cm deep (PRICE Code: 19.24.1) | 1576.35 | each | PRICE Data | Others | Others
Dismantling of manhole including R.C.C top slab, C.I. cover with frame, including stacking of useful materials near the site and disposal of unserviceable materials into municipal dumps within 50 m lead: Rectangular manhole 120x90cm and 90 cm deep (PRICE Code: 19.24.2) | 2774.8 | each | PRICE Data | Others | Others
Dismantling of manhole including R.C.C top slab, C.I. cover with frame, including stacking of useful materials near the site and disposal of unserviceable materials into municipal dumps within 50 m lead: Rectangular arch type manhole 140x90cm and 2.45 m deep (PRICE Code: 19.24.3) | 5249.2 | each | PRICE Data | Others | Others
Dismantling of manhole including R.C.C top slab, C.I. cover with frame, including stacking of useful materials near the site and disposal of unserviceable materials into municipal dumps within 50 m lead: Circular manhole 122 cm diameter and 1.68 m deep (PRICE Code: 19.24.4) | 4014.65 | each | PRICE Data | Others | Others
Extra for depth of manholes dismantled: Rectangular manhole 90x80 cm and beyond 45cm depth (PRICE Code: 19.25.1) | 1267.5 | metre | PRICE Data | Others | Others
Extra for depth of manholes dismantled: Rectangular manhole 120x90cm and beyond 90 cm depth (PRICE Code: 19.25.2) | 1509.95 | metre | PRICE Data | Others | Others
Rectangular arch type manhole 140x90 cm and beyond 2.45 m depth (up to 4.25m depth) (PRICE Code: 19.25.3) | 1223.85 | metre | PRICE Data | Others | Others
Extra for depth of manholes dismantled: Circular manhole 122 cm diameter and beyond 1.68 m depth ( up to 2.29 m depth) (PRICE Code: 19.25.4) | 1380.8 | metre | PRICE Data | Others | Others
Raising manhole cover and frame slab to required level including dismantling existing slab and making good the damage as required (Raising depth of manhole to be paid separately : Rectangular manhole 90x80 cm with rectangular cover 600x450 mm of grade LD - 2.5 (PRICE Code: 19.26.1) | 2133.8 | each | PRICE Data | Others | Others
Raising manhole cover and frame slab to required level including dismantling existing slab and making good the damage as required (Raising depth of manhole to be paid separately : Rectangular manhole 120x90 cm with circular cover 500 mm dia of grade MD- 10 (PRICE Code: 19.26.2) | 3360.65 | each | PRICE Data | Others | Others
Raising manhole cover and frame slab to required level including dismantling existing slab and making good the damage as required (Raising depth of manhole to be paid separately : Rectangular manhole 120x90 cm with circular cover 560 mm dia of grade HD - 20 (PRICE Code: 19.26.3) | 3125.5 | each | PRICE Data | Others | Others
Raising manhole cover and frame slab to required level including dismantling existing slab and making good the damage as required (Raising depth of manhole to be paid separately : Circular manhole 140 cm dia with circular cover 600 mm dia of grade EHD - 35 (PRICE Code: 19.26.4) | 258.4 | each | PRICE Data | Others | Others
Constructing brick masonry road gully chamber 50x45x60 cm with bricks in cement mortar 1:4 ( 1 cement: 4 coarse sand) including 500x450 mm pre- cast R.C.C. horizontal grating with frame complete as per standard design: With common burnt clay F.P.S(non modular) bricks of class designation 7.5 (PRICE Code: 19.27.1) | 4522.1 | each | PRICE Data | Others | Others
Constructing brick masonry road gully chamber 45x45x77.5 cm with bricks in cement mortar 1:4 (1 cement:4 coarse sand) with pre -cast R.C.C vertical grating complete as per standard design: With common burnt clay F.P.S (non modular) bricks of class designation 7.5 (PRICE Code: 19.28.1) | 5030.75 | each | PRICE Data | Others | Others
Constructing brick masonry road gully chamber 110x50x77.5 cm with bricks in cement mortar 1:4 ( 1 cement: 4 coarse sand) including 500x450 mm pre-cast R.C.c horizontal grating with frame and vertical grating complete as per standard design: With common burnt clay F.P.S (non modular) bricks of class designation 7.5 (PRICE Code: 19.29.1) | 8550.45 | each | PRICE Data | Others | Others
Constructing brick masonry chamber for underground C.I. inpection chamber and bends with bricks in cement mortar 1:4 ( 1 cement: 4 coarse sand) C.I.cover with frame (light duty) 455x610 mm internal dimensions, total weight of cover with frame to be not less than 38 kg (weight of cover 23kg and weight of frame 15 kg), R.C.C top slab with 1:2:4 mix (1 cement: 2 coarse sand: 4 graded stone aggregate 20 mm nominal size) foundation concrete 1:5:10 (1 cement: 5 fine sand: 10 graded stone aggregate 40 mm nominal size), inside plastering 12 mm thick with cement mortar 1:3 (1 cement: 3 coarse sand) finished smooth with a floating coat of neat cement on walls and bed concrete etc. complete as per standard design: Inside dimensions 455x610 mm and 45 cm deep for single pipe line: With common burnt clay F.P.S. (non modular) bricks of class designation 7.5 (PRICE Code: 19.30.1.1) | 5147.05 | each | PRICE Data | Others | Others
Constructing brick masonry chamber for underground C.I. inpection chamber and bends with bricks in cement mortar 1:4 ( 1 cement: 4 coarse sand) C.I.cover with frame (light duty) 455x610 mm internal dimensions, total weight of cover with frame to be not less than 38 kg (weight of cover 23kg and weight of frame 15 kg), R.C.C top slab with 1:2:4 mix (1 cement: 2 coarse sand: 4 graded stone aggregate 20 mm nominal size) foundation concrete 1:5:10 (1 cement: 5 fine sand: 10 graded stone aggregate 40 mm nominal size), inside plastering 12 mm thick with cement mortar 1:3 (1 cement: 3 coarse sand) finished smooth with a floating coat of neat cement on walls and bed concrete etc. complete as per standard design: Inside dimensions 500x700 mm and 45 cm deep for pipe line with one or two inlets: With common burnt clay F.P.S (non modular) bricks of class designation 7.5 (PRICE Code: 19.30.2.1) | 5971.95 | each | PRICE Data | Others | Others
Constructing brick masonry chamber for underground C.I. inpection chamber and bends with bricks in cement mortar 1:4 ( 1 cement: 4 coarse sand) C.I.cover with frame (light duty) 455x610 mm internal dimensions, total weight of cover with frame to be not less than 38 kg (weight of cover 23kg and weight of frame 15 kg), R.C.C top slab with 1:2:4 mix (1 cement: 2 coarse sand: 4 graded stone aggregate 20 mm nominal size) foundation concrete 1:5:10 (1 cement: 5 fine sand: 10 graded stone aggregate 40 mm nominal size), inside plastering 12 mm thick with cement mortar 1:3 (1 cement: 3 coarse sand) finished smooth with a floating coat of neat cement on walls and bed concrete etc. complete as per standard design: Inside dimensions 600x850 mm and 45 cm deep for pipe line with three or more inlets: With common burnt clay F.P.S. (non modular) bricks of class designation 7.5 (PRICE Code: 19.30.3.1) | 7014 | each | PRICE Data | Others | Others
Extra for depth beyond 45 cm of brick masonry chamber: For 455x610 mm size With common burnt clay F.P.S. (non modular) bricks of class designation 7.5 (PRICE Code: 19.31.1.1) | 4522.2 | metre | PRICE Data | Others | Others
Extra for depth beyond 45 cm of brick masonry chamber: For 500x700 mm size With common burnt clay F.P.S.(non modular) bricks of class designation 7.5 (PRICE Code: 19.31.2.1) | 4936.4 | metre | PRICE Data | Others | Others
Extra for depth beyond 45 cm of brick masonry chamber: For 600x850xmm size With common burnt clay F.P.S. ( non modular) bricks of class designation 7.5 (PRICE Code: 19.31.3.1) | 5752.6 | metre | PRICE Data | Others | Others
Making soak pit 2.5 m diameter 3.0 metre deep with 45 x 45 cm dry brick honey comb shaft with bricks and S.W. drain pipe 100 mm diameter, 1.8 m long complete as per standard design. With common burnt clay F.P.S. (non modular) bricks of class designation 7.5 (PRICE Code: 19.32.1) | 21944.3 | each | PRICE Data | Others | Others
Constructing soak pit 1.20x1.20 m filled with brickbats including S.W. drain pipe 100 mm diameter and 1.20 m long complete as per standard design. (PRICE Code: 19.33) | 2263.85 | each | PRICE Data | Others | Others
Providing and fixing S.W. intercepting trap in manholes with stiff mixture of cement mortar 1:1 (1 cement:1 fine sand) including testing of joints etc. complete: 100 mm dia (PRICE Code: 19.34.1) | 317.4 | each | PRICE Data | Others | Others
Providing and fixing S.W. intercepting trap in manholes with stiff mixture of cement mortar 1:1 (1 cement:1 fine sand) including testing of joints etc. complete: 150 mm dia (PRICE Code: 19.34.2) | 429.5 | each | PRICE Data | Others | Others
Providing and laying Non Pressure NP-3 class (Medium duty) R.C.C. pipes including collars/spigot jointed with stiff mixture of cement mortar in the proportion of 1:2 (1 cement : 2 fine sand) including testing of joints etc. complete. 450 mm dia RCC pipes. (PRICE Code: 19.35.1) | 2017.45 | metre | PRICE Data | Others | Others
Providing and laying Non Pressure NP-3 class (Medium duty) R.C.C. pipes including collars/spigot jointed with stiff mixture of cement mortar in the proportion of 1:2 (1 cement : 2 fine sand) including testing of joints etc. complete. 600 mm dia RCC pipes. (PRICE Code: 19.35.2) | 2591 | metre | PRICE Data | Others | Others
Providing and laying Non Pressure NP-3 class (Medium duty) R.C.C. pipes including collars/spigot jointed with stiff mixture of cement mortar in the proportion of 1:2 (1 cement : 2 fine sand) including testing of joints etc. complete. 900 mm dia RCC pipes. (PRICE Code: 19.35.3) | 4076.2 | metre | PRICE Data | Others | Others
Providing and laying Non Pressure NP-3 class (Medium duty) R.C.C. pipes including collars/spigot jointed with stiff mixture of cement mortar in the proportion of 1:2 (1 cement : 2 fine sand) including testing of joints etc. complete. 1000 mm dia RCC pipes. (Laying by mannual/mechanical means). (PRICE Code: 19.35.4) | 5049.3 | metre | PRICE Data | Others | Others
Providing and laying Non Pressure NP-3 class (Medium duty) R.C.C. pipes including collars/spigot jointed with stiff mixture of cement mortar in the proportion of 1:2 (1 cement : 2 fine sand) including testing of joints etc. complete. 1200 mm dia RCC pipes. (Laying by mannual/machenical means). (PRICE Code: 19.35.5) | 6707.8 | metre | PRICE Data | Others | Others
Providing and laying Non Pressure NP-3 class (Medium duty) R.C.C. pipes including collars/spigot jointed with stiff mixture of cement mortar in the proportion of 1:2 (1 cement : 2 fine sand) including testing of joints etc. complete. 1800 mm dia RCC pipes. (Laying by mannual/machenical means). (PRICE Code: 19.35.6) | 12202.55 | metre | PRICE Data | Others | Others
Providing and laying Non Pressure NP-4 class (Heavy duty) R.C.C. pipes including collars/spigot jointed with stiff mixture of cement mortar in the proportion of 1:2 (1 cement : 2 fine sand) including testing of joints etc. complete. 450 mm dia RCC pipes. (PRICE Code: 19.36.1) | 2292.7 | metre | PRICE Data | Others | Others
Providing and laying Non Pressure NP-4 class (Heavy duty) R.C.C. pipes including collars/spigot jointed with stiff mixture of cement mortar in the proportion of 1:2 (1 cement : 2 fine sand) including testing of joints etc. complete. 600 mm dia RCC pipes. (PRICE Code: 19.36.2) | 2956.85 | metre | PRICE Data | Others | Others
Providing and laying Non Pressure NP-4 class (Heavy duty) R.C.C. pipes including collars/spigot jointed with stiff mixture of cement mortar in the proportion of 1:2 (1 cement : 2 fine sand) including testing of joints etc. complete. 900 mm dia RCC pipes. (PRICE Code: 19.36.3) | 5637.25 | metre | PRICE Data | Others | Others
Providing and laying Non Pressure NP-4 class (Heavy duty) R.C.C. pipes including collars/spigot jointed with stiff mixture of cement mortar in the proportion of 1:2 (1 cement : 2 fine sand) including testing of joints etc. complete. 1000 mm dia RCC pipes.(Laying by mannual/machenical means) (PRICE Code: 19.36.4) | 7000.65 | metre | PRICE Data | Others | Others
Providing and laying Non Pressure NP-4 class (Heavy duty) R.C.C. pipes including collars/spigot jointed with stiff mixture of cement mortar in the proportion of 1:2 (1 cement : 2 fine sand) including testing of joints etc. complete. 1200 mm dia RCC pipes. (Laying by mannual/machenical means). (PRICE Code: 19.36.5) | 8415.2 | metre | PRICE Data | Others | Others
Providing and laying Non Pressure NP-4 class (Heavy duty) R.C.C. pipes including collars/spigot jointed with stiff mixture of cement mortar in the proportion of 1:2 (1 cement : 2 fine sand) including testing of joints etc. complete. 1800 mm dia RCC pipes. (Laying by mannual/machenical means). (PRICE Code: 19.36.6) | 16990.15 | metre | PRICE Data | Others | Others
Providing, driving and installing driven cast-in-situ reinforced cement concrete piles of grade M-25 of specified diameter and length below the pile cap, to carry safe working load not less than specified, excluding the cost of steel reinforcement but including the cost of shoe and the length of pile to be embedded in the pile cap etc. all complete. (Length of pile for payment shall be measured from top of shoe to the bottom of pile cap): 400 mm dia piles (PRICE Code: 20.1.1) | 1948.15 | metre | PRICE Data | Others | Others
Providing, driving and installing driven cast-in-situ reinforced cement concrete piles of grade M-25 of specified diameter and length below the pile cap, to carry safe working load not less than specified, excluding the cost of steel reinforcement but including the cost of shoe and the length of pile to be embedded in the pile cap etc. all complete. (Length of pile for payment shall be measured from top of shoe to the bottom of pile cap): 450 mm dia piles (PRICE Code: 20.1.2) | 2374.9 | metre | PRICE Data | Others | Others
Providing, driving and installing driven cast-in-situ reinforced cement concrete piles of grade M-25 of specified diameter and length below the pile cap, to carry safe working load not less than specified, excluding the cost of steel reinforcement but including the cost of shoe and the length of pile to be embedded in the pile cap etc. all complete. (Length of pile for payment shall be measured from top of shoe to the bottom of pile cap): 500 mm dia piles (PRICE Code: 20.1.3) | 2858.5 | metre | PRICE Data | Others | Others
Providing, driving and installing driven cast-in-situ reinforced cement concrete piles of grade M-25 of specified diameter and length below the pile cap, to carry safe working load not less than specified, excluding the cost of steel reinforcement but including the cost of shoe and the length of pile to be embedded in the pile cap etc. all complete. (Length of pile for payment shall be measured from top of shoe to the bottom of pile cap): 550 mm dia piles (PRICE Code: 20.1.4) | 3126.55 | metre | PRICE Data | Others | Others
Providing, driving and installing driven cast-in-situ reinforced cement concrete piles of grade M-25 of specified diameter and length below the pile cap, to carry safe working load not less than specified, excluding the cost of steel reinforcement but including the cost of shoe and the length of pile to be embedded in the pile cap etc. all complete. (Length of pile for payment shall be measured from top of shoe to the bottom of pile cap): 750 mm dia piles (PRICE Code: 20.1.5) | 5366 | metre | PRICE Data | Others | Others
Providing, driving and installing driven cast-in-situ reinforced cement concrete piles of grade M-25 of specified diameter and length below the pile cap, to carry safe working load not less than specified, excluding the cost of steel reinforcement but including the cost of shoe and the length of pile to be embedded in the pile cap etc. all complete. (Length of pile for payment shall be measured from top of shoe to the bottom of pile cap): 1000 mm dia piles (PRICE Code: 20.1.6) | 8942.7 | metre | PRICE Data | Others | Others
Providing, driving and installing driven cast-in-situ reinforced cement concrete piles of grade M-25 of specified diameter and length below the pile cap, to carry safe working load not less than specified, excluding the cost of steel reinforcement but including the cost of shoe and the length of pile to be embedded in the pile cap etc. all complete. (Length of pile for payment shall be measured from top of shoe to the bottom of pile cap): 1200 mm dia piles (PRICE Code: 20.1.7) | 11682.75 | metre | PRICE Data | Others | Others
Providing, driving and installing driven cast-in-situ reinforced cement concrete piles of grade M-25 of specified diameter and length below the pile cap, to carry safe working load not less than specified, excluding the cost of steel reinforcement but including the cost of shoe and the length of pile to be embedded in the pile cap etc. all complete. (Length of pile for payment shall be measured from top of shoe to the bottom of pile cap): 1500 mm dia piles (PRICE Code: 20.1.8) | 16641.55 | metre | PRICE Data | Others | Others
Boring, providing and installing bored cast-in-situ reinforced cement concrete piles of grade M-25 of specified diameter and length below the pile cap to carry a safe working load not less than specified, excluding the cost of steel reinforcement but including the cost of boring, with bentonite solution and temporary casing of appropriate length for setting out and removal of same and the length of the pile to be embedded in the pile cap etc. all complete, including removal of excavated earth with all lifts and leads (Length of pile for payment shall be measured upto bottom of pile cap). 300 mm dia piles (PRICE Code: 20.2.1) | 1567.95 | metre | PRICE Data | Others | Others
Boring, providing and installing bored cast-in-situ reinforced cement concrete piles of grade M-25 of specified diameter and length below the pile cap to carry a safe working load not less than specified, excluding the cost of steel reinforcement but including the cost of boring, with bentonite solution and temporary casing of appropriate length for setting out and removal of same and the length of the pile to be embedded in the pile cap etc. all complete, including removal of excavated earth with all lifts and leads (Length of pile for payment shall be measured upto bottom of pile cap). 400 mm dia piles (PRICE Code: 20.2.2) | 1843.85 | metre | PRICE Data | Others | Others
Boring, providing and installing bored cast-in-situ reinforced cement concrete piles of grade M-25 of specified diameter and length below the pile cap to carry a safe working load not less than specified, excluding the cost of steel reinforcement but including the cost of boring, with bentonite solution and temporary casing of appropriate length for setting out and removal of same and the length of the pile to be embedded in the pile cap etc. all complete, including removal of excavated earth with all lifts and leads (Length of pile for payment shall be measured upto bottom of pile cap). 450 mm dia piles (PRICE Code: 20.2.3) | 1567.95 | metre | PRICE Data | Others | Others
Boring, providing and installing bored cast-in-situ reinforced cement concrete piles of grade M-25 of specified diameter and length below the pile cap to carry a safe working load not less than specified, excluding the cost of steel reinforcement but including the cost of boring, with bentonite solution and temporary casing of appropriate length for setting out and removal of same and the length of the pile to be embedded in the pile cap etc. all complete, including removal of excavated earth with all lifts and leads (Length of pile for payment shall be measured upto bottom of pile cap). 500 mm dia piles (PRICE Code: 20.2.4) | 1843.85 | metre | PRICE Data | Others | Others
Boring, providing and installing bored cast-in-situ reinforced cement concrete piles of grade M-25 of specified diameter and length below the pile cap to carry a safe working load not less than specified, excluding the cost of steel reinforcement but including the cost of boring, with bentonite solution and temporary casing of appropriate length for setting out and removal of same and the length of the pile to be embedded in the pile cap etc. all complete, including removal of excavated earth with all lifts and leads (Length of pile for payment shall be measured upto bottom of pile cap). 600 mm dia piles (PRICE Code: 20.2.5) | 2527.2 | metre | PRICE Data | Others | Others
Boring, providing and installing bored cast-in-situ reinforced cement concrete piles of grade M-25 of specified diameter and length below the pile cap to carry a safe working load not less than specified, excluding the cost of steel reinforcement but including the cost of boring, with bentonite solution and temporary casing of appropriate length for setting out and removal of same and the length of the pile to be embedded in the pile cap etc. all complete, including removal of excavated earth with all lifts and leads (Length of pile for payment shall be measured upto bottom of pile cap). 750 mm dia piles (PRICE Code: 20.2.6) | 3891.2 | metre | PRICE Data | Others | Others
Boring, providing and installing cast in situ single under reamed piles of specified diameter and length below pile cap in M -25 cement concrete, to carry a safe working load not less than specified, excluding the cost of steel reinforcement but including the cost of boring with bentonite solution and the length of the pile to be embedded in pile cap etc. all complete. (Length of pile for payment shall be measured upto to the bottom of pile cap): 300 mm dia piles (PRICE Code: 20.3.1) | 2072.6 | metre | PRICE Data | Others | Others
Boring, providing and installing cast in situ single under reamed piles of specified diameter and length below pile cap in M -25 cement concrete, to carry a safe working load not less than specified, excluding the cost of steel reinforcement but including the cost of boring with bentonite solution and the length of the pile to be embedded in pile cap etc. all complete. (Length of pile for payment shall be measured upto to the bottom of pile cap): 400 mm dia piles (PRICE Code: 20.3.2) | 2561.95 | metre | PRICE Data | Others | Others
Boring, providing and installing cast in situ single under reamed piles of specified diameter and length below pile cap in M -25 cement concrete, to carry a safe working load not less than specified, excluding the cost of steel reinforcement but including the cost of boring with bentonite solution and the length of the pile to be embedded in pile cap etc. all complete. (Length of pile for payment shall be measured upto to the bottom of pile cap): 450 mm dia piles (PRICE Code: 20.3.3) | 2853.8 | metre | PRICE Data | Others | Others
Boring, providing and installing cast in situ single under reamed piles of specified diameter and length below pile cap in M -25 cement concrete, to carry a safe working load not less than specified, excluding the cost of steel reinforcement but including the cost of boring with bentonite solution and the length of the pile to be embedded in pile cap etc. all complete. (Length of pile for payment shall be measured upto to the bottom of pile cap): 550 mm dia piles (PRICE Code: 20.3.4) | 3203.3 | metre | PRICE Data | Others | Others
Extra over item No. 20.3 for providing additional bulb in under reamed piles, under specified dia meter (Only the quantity of extra bulbs are to be paid) 300 mm dia piles (PRICE Code: 20.4.1) | 1677.1 | each | PRICE Data | Others | Others
Extra over item No. 20.3 for providing additional bulb in under reamed piles, under specified dia meter (Only the quantity of extra bulbs are to be paid) 400 mm dia piles (PRICE Code: 20.4.2) | 1895.7 | each | PRICE Data | Others | Others
Extra over item No. 20.3 for providing additional bulb in under reamed piles, under specified dia meter (Only the quantity of extra bulbs are to be paid) 450 mm dia piles (PRICE Code: 20.4.3) | 2027.5 | each | PRICE Data | Others | Others
Extra over item No. 20.3 for providing additional bulb in under reamed piles, under specified dia meter (Only the quantity of extra bulbs are to be paid) 550 mm dia piles (PRICE Code: 20.4.4) | 2220.85 | each | PRICE Data | Others | Others
Providing, driving and installing driven Pre-cast reinforced cement concrete piles of specified diameter and length below the pile cap in M-25 cement concrete to carry safe working load not less than specified. With a central through preformed hole with M.S. black pipe of dia, 40 mm for grouting with cement sand grouting of mix 1:2 ( 1 cement : 2 coarse sand) under sufficient positive pressure to ensure complete filling including centering, shuttering, driving and removing the steel casing pipe and lifting casing etc. complete but excluding the cost of steel reinforcement. (Length of pile for payment shall be measured from top of the shoe to the bottom of pile cap). 400 mm dia piles (PRICE Code: 20.5.1) | 2653.25 | metre | PRICE Data | Others | Others
Providing, driving and installing driven Pre-cast reinforced cement concrete piles of specified diameter and length below the pile cap in M-25 cement concrete to carry safe working load not less than specified. With a central through preformed hole with M.S. black pipe of dia, 40 mm for grouting with cement sand grouting of mix 1:2 ( 1 cement : 2 coarse sand) under sufficient positive pressure to ensure complete filling including centering, shuttering, driving and removing the steel casing pipe and lifting casing etc. complete but excluding the cost of steel reinforcement. (Length of pile for payment shall be measured from top of the shoe to the bottom of pile cap). 450 mm dia piles (PRICE Code: 20.5.2) | 3345.55 | metre | PRICE Data | Others | Others
Providing, driving and installing driven Pre-cast reinforced cement concrete piles of specified diameter and length below the pile cap in M-25 cement concrete to carry safe working load not less than specified. With a central through preformed hole with M.S. black pipe of dia, 40 mm for grouting with cement sand grouting of mix 1:2 ( 1 cement : 2 coarse sand) under sufficient positive pressure to ensure complete filling including centering, shuttering, driving and removing the steel casing pipe and lifting casing etc. complete but excluding the cost of steel reinforcement. (Length of pile for payment shall be measured from top of the shoe to the bottom of pile cap). 500 mm dia piles (PRICE Code: 20.5.3) | 3496.05 | metre | PRICE Data | Others | Others
Providing, driving and installing driven Pre-cast reinforced cement concrete piles of specified diameter and length below the pile cap in M-25 cement concrete to carry safe working load not less than specified. With a central through preformed hole with M.S. black pipe of dia, 40 mm for grouting with cement sand grouting of mix 1:2 ( 1 cement : 2 coarse sand) under sufficient positive pressure to ensure complete filling including centering, shuttering, driving and removing the steel casing pipe and lifting casing etc. complete but excluding the cost of steel reinforcement. (Length of pile for payment shall be measured from top of the shoe to the bottom of pile cap). 550 mm dia piles (PRICE Code: 20.5.4) | 3987.4 | metre | PRICE Data | Others | Others
Providing, driving and installing driven Pre-cast reinforced cement concrete piles of specified diameter and length below the pile cap in M-25 cement concrete to carry safe working load not less than specified. With a central through preformed hole with M.S. black pipe of dia, 40 mm for grouting with cement sand grouting of mix 1:2 ( 1 cement : 2 coarse sand) under sufficient positive pressure to ensure complete filling including centering, shuttering, driving and removing the steel casing pipe and lifting casing etc. complete but excluding the cost of steel reinforcement. (Length of pile for payment shall be measured from top of the shoe to the bottom of pile cap). 750 mm dia piles (PRICE Code: 20.5.5) | 7638.4 | metre | PRICE Data | Others | Others
Providing, driving and installing driven Pre-cast reinforced cement concrete piles of specified diameter and length below the pile cap in M-25 cement concrete to carry safe working load not less than specified. With a central through preformed hole with M.S. black pipe of dia, 40 mm for grouting with cement sand grouting of mix 1:2 ( 1 cement : 2 coarse sand) under sufficient positive pressure to ensure complete filling including centering, shuttering, driving and removing the steel casing pipe and lifting casing etc. complete but excluding the cost of steel reinforcement. (Length of pile for payment shall be measured from top of the shoe to the bottom of pile cap). 1000 mm dia piles (PRICE Code: 20.5.6) | 10509.15 | metre | PRICE Data | Others | Others
Vertical load testing of piles in accordance with IS 2911( Part IV) including installation of loading platform and preparation of pile head or construction of test cap and dismantling of test cap after test etc. complete as per specification & the direction of engineer -in-Charge. Single pile upto 50 tonne capacity Initial test (PRICE Code: 20.6.1.1) | 46460 | per test | PRICE Data | Others | Others
Vertical load testing of piles in accordance with IS 2911( Part IV) including installation of loading platform and preparation of pile head or construction of test cap and dismantling of test cap after test etc. complete as per specification & the direction of engineer -in-Charge. Single pile upto 50 tonne capacity Routine test (PRICE Code: 20.6.1.2) | 17422.5 | per test | PRICE Data | Others | Others
Vertical load testing of piles in accordance with IS 2911( Part IV) including installation of loading platform and preparation of pile head or construction of test cap and dismantling of test cap after test etc. complete as per specification & the direction of engineer -in-Charge. Single pile above 50 tonne and upto 100 tonne capacity Initial test (PRICE Code: 20.6.2.1) | 52267.5 | per test | PRICE Data | Others | Others
Vertical load testing of piles in accordance with IS 2911( Part IV) including installation of loading platform and preparation of pile head or construction of test cap and dismantling of test cap after test etc. complete as per specification & the direction of engineer -in-Charge. Single pile above 50 tonne and upto 100 tonne capacity Routine test (PRICE Code: 20.6.2.2) | 26714.5 | per test | PRICE Data | Others | Others
Vertical load testing of piles in accordance with IS 2911( Part IV) including installation of loading platform and preparation of pile head or construction of test cap and dismantling of test cap after test etc. complete as per specification & the direction of engineer -in-Charge. Group of two or more piles upto 50 tonne capacity Initial test (PRICE Code: 20.6.3.1) | 58075 | per test | PRICE Data | Others | Others
Vertical load testing of piles in accordance with IS 2911( Part IV) including installation of loading platform and preparation of pile head or construction of test cap and dismantling of test cap after test etc. complete as per specification & the direction of engineer -in-Charge. Group of two or more piles upto 50 tonne capacity Routine test (PRICE Code: 20.6.3.2) | 34264.25 | per test | PRICE Data | Others | Others
Cyclic vertical load testing of pile in accordance with IS Code of practice IS : 2911 (part IV) including preparation of pile head etc for. Single pile Upto 50 tonne capacity pile (PRICE Code: 20.7.1.1) | 17422.5 | per test | PRICE Data | Others | Others
Cyclic vertical load testing of pile in accordance with IS Code of practice IS : 2911 (part IV) including preparation of pile head etc for. Single pile Above 50 tonne and upto 100 tonne capacity pile (PRICE Code: 20.7.1.2) | 26714.5 | per test | PRICE Data | Others | Others
Cyclic vertical load testing of pile in accordance with IS Code of practice IS : 2911 (part IV) including preparation of pile head etc for. Group of two piles Upto 50 tonne capacity each (PRICE Code: 20.7.2.1) | 34264.25 | per test | PRICE Data | Others | Others
Lateral load testing of single pile in accordance with IS Code of practice IS : 2911 ( Part IV) for determining safe allowable lateral load on pile: Upto 50 tonne capacity pile. (PRICE Code: 20.8.1) | 17422.5 | per test | PRICE Data | Others | Others
Lateral load testing of single pile in accordance with IS Code of practice IS : 2911 ( Part IV) for determining safe allowable lateral load on pile: Above 50 tonne and upto 100 tonne capacity pile. (PRICE Code: 20.8.2) | 27411.4 | per test | PRICE Data | Others | Others
Integrity testing of pile using Low Strain / Sonic Integrity Test/ Sonic Echo Test method in accordance with IS 14893 including surface preparation of pile top by removing soil, mud, dust & chipping lean concrete lumps etc. and use of computerised equipment and high skill trained personal for conducting the test & submission of results, all complete as per direction of Engineer-in-charge. Note:- The inclusion of the above item in the schedule of work shall be judiciously decided by the technical sanctioning authority, keeping in view the quality control, type of soil strata & importance of the project. (PRICE Code: 20.9) | 815.1 | per test | PRICE Data | Others | Others
Boring, providing and installation bored cast-in-situ reinforced cement concrete piles of garde M-25 of specified diameter and length below pile cap, to carry a safe working load not less than specified, excluding the cost of steel reinforcement but including the cost of boring with bentonite solution and temporary casing of appropriate length for setting out and removal of same and the length of the pile to be embedded in the pile cap etc. by Crawler mounted, telescopic boom hydraulic pilling Rig all complete, including removal of excavated earth with all its lifts and leads (length of pile for payment shall be measured up to bottom of pile cap). Note: Truck Mounted rotary/TMR/Tube well boring machine shall not be used. 600 mm dia piles (PRICE Code: 20.2A.1) | 3668.35 | metre | PRICE Data | Others | Others
750 mm dia piles (PRICE Code: 20.2A.2) | 5311.35 | metre | PRICE Data | Others | Others
1000 mm dia piles (PRICE Code: 20.2A.3) | 8925.5 | metre | PRICE Data | Others | Others
1200 mm dia piles (PRICE Code: 20.2A.4) | 11796.9 | metre | PRICE Data | Others | Others
1500 mm dia piles (PRICE Code: 20.2A.5) | 17076.35 | metre | PRICE Data | Others | Others
Providing and fixing aluminium work for doors, windows, ventilators and partitions with extruded built up standard tubular sections/ appropriate Z sections and other sections of approved make conforming to IS : 733 and IS: 1285, fixing with dash fasteners of required dia and size, including necessary filling up the gaps at junctions, i.e. at top, bottom and sides with required EPDM rubber/ neoprene gasket etc. Aluminium sections shall be smooth, rust free, straight, mitred and jointed mechanically wherever required including cleat angle, Aluminnium snap beading for glazing /paneling, C.P. brass/ stainless steel screws, all complete as per architectural drawings and the directions of Engineer-in-charge.(Glazing, paneling and dash fasteners to be paid for separately): For fixed portion Anodised aluminium (anodised transparent or dyed to required shade according to IS : 1868, Minimum anodic coating of grade AC 15) (PRICE Code: 21.1.1.1) | 368.05 | kg | PRICE Data | Others | Others
Providing and fixing aluminium work for doors, windows, ventilators and partitions with extruded built up standard tubular sections/ appropriate Z sections and other sections of approved make conforming to IS : 733 and IS: 1285, fixing with dash fasteners of required dia and size, including necessary filling up the gaps at junctions, i.e. at top, bottom and sides with required EPDM rubber/ neoprene gasket etc. Aluminium sections shall be smooth, rust free, straight, mitred and jointed mechanically wherever required including cleat angle, Aluminnium snap beading for glazing /paneling, C.P. brass/ stainless steel screws, all complete as per architectural drawings and the directions of Engineer-in-charge.(Glazing, paneling and dash fasteners to be paid for separately): For fixed portion Powder coated aluminium (minimum thickness of powder coating 50 micron) (PRICE Code: 21.1.1.2) | 396.1 | kg | PRICE Data | Others | Others
Providing and fixing aluminium work for doors, windows, ventilators and partitions with extruded built up standard tubular sections/ appropriate Z sections and other sections of approved make conforming to IS : 733 and IS: 1285, fixing with dash fasteners of required dia and size, including necessary filling up the gaps at junctions, i.e. at top, bottom and sides with required EPDM rubber/ neoprene gasket etc. Aluminium sections shall be smooth, rust free, straight, mitred and jointed mechanically wherever required including cleat angle, Aluminnium snap beading for glazing /paneling, C.P. brass/ stainless steel screws, all complete as per architectural drawings and the directions of Engineer-in-charge.(Glazing, paneling and dash fasteners to be paid for separately): For fixed portion Polyester powder coated aluminium ( minimum thickness of polyester powder coating 50 micron ) (PRICE Code: 21.1.1.3) | 403.45 | kg | PRICE Data | Others | Others
For shutters of doors, windows & ventilators including providing and fixing hinges / pivots and making provision for fixing of fittings wherever required including the cost of EPDM rubber/ neoprene gasket required (Fittings shall be paid for separately) Anodised aluminium ( anodised transparent or dyed to required shade according to IS : 1868, Minimum anodic coating of grade AC 15) (PRICE Code: 21.1.2.1) | 445.7 | kg | PRICE Data | Others | Others
For shutters of doors, windows & ventilators including providing and fixing hinges / pivots and making provision for fixing of fittings wherever required including the cost of EPDM rubber/ neoprene gasket required (Fittings shall be paid for separately) Powder coated aluminium (minimum thickness of powder coating 50 micron) (PRICE Code: 21.1.2.2) | 474.3 | kg | PRICE Data | Others | Others
For shutters of doors, windows & ventilators including providing and fixing hinges / pivots and making provision for fixing of fittings wherever required including the cost of EPDM rubber/ neoprene gasket required (Fittings shall be paid for separately) Polyester powder coated aluminium (minimum thickness of polyester powder coating 50 micorn) (PRICE Code: 21.1.2.3) | 481.8 | kg | PRICE Data | Others | Others
Providing and fixing 12 mm thick prelaminated particle board flat pressed three layer or graded wood particle board conforming to IS : 12823 Grade I Type II, in panelling fixed in aluminum doors, windows shutters and partition frames with C.P. brass / stainless steel screws etc. complete as per architectural drawings and directions of Engineer - in- Charge. Pre-laminated particle board with decorative lamination on one side and balancing lamination on other side (PRICE Code: 21.2.1) | 866.15 | sqm | PRICE Data | Others | Others
Providing and fixing 12 mm thick prelaminated particle board flat pressed three layer or graded wood particle board conforming to IS : 12823 Grade I Type II, in panelling fixed in aluminum doors, windows shutters and partition frames with C.P. brass / stainless steel screws etc. complete as per architectural drawings and directions of Engineer - in- Charge. Pre- laminated particle board with decorative lamination on both sides (PRICE Code: 21.2.2) | 908.85 | sqm | PRICE Data | Others | Others
Providing and fixing glazing in aluminium door, window, ventilator shutters and partitions etc. with EPDM rubber / neoprene gasket etc. complete as per the architectural drawings and the directions of Engineer - in -Charge. ( Cost of aluminium snap beading shall be paid in basic item): With float glass panes of 4.0 mm thickness (PRICE Code: 21.3.1) | 867.8 | sqm | PRICE Data | Others | Others
Providing and fixing glazing in aluminium door, window, ventilator shutters and partitions etc. with EPDM rubber / neoprene gasket etc. complete as per the architectural drawings and the directions of Engineer - in -Charge. ( Cost of aluminium snap beading shall be paid in basic item): With float glass panes of 5.50 mm thickness (PRICE Code: 21.3.2) | 1125.45 | sqm | PRICE Data | Others | Others
Providing and fixing glazing in aluminium door, window, ventilator shutters and partitions etc. with EPDM rubber / neoprene gasket etc. complete as per the architectural drawings and the directions of Engineer - in -Charge. ( Cost of aluminium snap beading shall be paid in basic item): With float glass panes of 8 mm thickness (PRICE Code: 21.3.3) | 1269.5 | sqm | PRICE Data | Others | Others
Providing and fixing double action hydraulic floor spring of approved brand and manufacture conforming to IS: 6315, having brand logo embossed on the body / plate with double spring mechanism and door weight upto 125 kg, for doors including cost of cutting floors, embeding in floors as required and making good the same matching to the existing floor finishing and cover plates with brass pivot and single piece M.S. sheet outer box with slide plate etc. complete as per the direction of Engineer -in- Charge. With stainless steel cover plate minimum 1.25 mm thickness (PRICE Code: 21.4.1) | 2094.35 | each | PRICE Data | Others | Others
Providing and fixing double action hydraulic floor spring of approved brand and manufacture conforming to IS: 6315, having brand logo embossed on the body / plate with double spring mechanism and door weight upto 125 kg, for doors including cost of cutting floors, embeding in floors as required and making good the same matching to the existing floor finishing and cover plates with brass pivot and single piece M.S. sheet outer box with slide plate etc. complete as per the direction of Engineer -in- Charge. With brass cover plate minimum 1.25 mm thickness (PRICE Code: 21.4.2) | 2233.75 | each | PRICE Data | Others | Others
Providing and fixing powder coated aluminium work ( minimum thickness of powder coating 50 micron) consisting of tee /angle sections, of approved make conforming to IS : 733 in frames of false ceiling including aluminium angle cleats with necessary C.P brass/ stainless steel sunk screws, aluminium perimeter angles fixed to wall with stainless steel rawl plugs @ 450 mm centre to centre and fixing the frame work to G.I level adjusting hangers 6 mm dia. with necessary cadmium plated machine screws all complete as per approved architectural drawings and direction of the Engineer-in-Charge ( level adjusting hangers, ceiling cleats and expansion hold fasteners to be paid for separately ). (PRICE Code: 21.5) | 582.35 | kg | PRICE Data | Others | Others
Providing and fixing 6 mm dia. G I level adjusting hangers ( upto 1200 mm length), fixed to roof slabs by means of ceiling cleats made out of G.I flat 40x3 mm size 60 mm long and stainless steel expandable dash fastener of 12.5 mm dia and 50 mm long, complete as per direction of Engineer -in-Charge. (PRICE Code: 21.6) | 60.7 | no | PRICE Data | Others | Others
Providing and fixing machine moulded aluminium covering of approved pattern & design, made out of machine cut aluminium sheet and machine holed for receiving dash fastener, over expansion joints on vertical surfaces/ ceiling floors, the fixing on plate in one row on one side of joint only shall be done with stainless steel dash fastners of 8 mm dia and 75 mm long bolt including providing aluminium - washers 2 mm thick 15 mm dia, at a staggered pitch of 200 mm centre to centre including drilling holes in the receiving surface and providing expandable plastic sleeves in holes etc. complete as per drawing and direction of Engineer -in-charge. Anodised aluminium sheet 2.5 mm thick (anodised transparent or dyed to required shade according to IS: 1868, Minimum anodic coating of grade AC 15) (PRICE Code: 21.7.1) | 505.3 | kg | PRICE Data | Others | Others
Providing and fixing machine moulded aluminium covering of approved pattern & design, made out of machine cut aluminium sheet and machine holed for receiving dash fastener, over expansion joints on vertical surfaces/ ceiling floors, the fixing on plate in one row on one side of joint only shall be done with stainless steel dash fastners of 8 mm dia and 75 mm long bolt including providing aluminium - washers 2 mm thick 15 mm dia, at a staggered pitch of 200 mm centre to centre including drilling holes in the receiving surface and providing expandable plastic sleeves in holes etc. complete as per drawing and direction of Engineer -in-charge. Powder coated aluminium sheet 2.5 mm thick ( minimum thickness of powder coating 50 micron) (PRICE Code: 21.7.2) | 533.35 | kg | PRICE Data | Others | Others
Upto 5 mm depth and 5 mm width (PRICE Code: 21.8.1) | 69 | metre | PRICE Data | Others | Others
Extra for applying additional anodic coating AC 25 instead of AC 15 to aluminium extruded sections. For fixed portion (PRICE Code: 21.9.1) | 11.6 | kg | PRICE Data | Others | Others
Extra for applying additional anodic coating AC 25 instead of AC 15 to aluminium extruded sections. For shutters of doors, windows & ventilators (PRICE Code: 21.9.2) | 11.6 | kg | PRICE Data | Others | Others
Providing and fixing double glazed hermetically sealed glazing in aluminium window, ventilators and partition etc. with 6 mm thick clear float glass both side, having 12 mm air gap, including providing EPDM gasket, perforated aluminium spacers, desiccants, sealant (Both primary and secondary sealant ) etc. as per specifications, drawings and direction of Engineer-in-Charge complete. (PRICE Code: 21.1) | 3390.35 | sqm | PRICE Data | Others | Others
Providing and fixing stainless steel (SS 304 grade) adjustable friction window stays of approved quality with necessary stainless steel screws etc. to the side hung windows as per direction of Engineer - in-Charge complete. 205 x 19 mm (PRICE Code: 21.11.1) | 222 | no | PRICE Data | Others | Others
Providing and fixing stainless steel (SS 304 grade) adjustable friction window stays of approved quality with necessary stainless steel screws etc. to the side hung windows as per direction of Engineer - in-Charge complete. 255 x 19 mm (PRICE Code: 21.11.2) | 280.1 | no | PRICE Data | Others | Others
Providing and fixing stainless steel (SS 304 grade) adjustable friction window stays of approved quality with necessary stainless steel screws etc. to the side hung windows as per direction of Engineer - in-Charge complete. 355 x 19 mm (PRICE Code: 21.11.3) | 248.75 | no | PRICE Data | Others | Others
Providing and fixing stainless steel (SS 304 grade) adjustable friction window stays of approved quality with necessary stainless steel screws etc. to the side hung windows as per direction of Engineer - in-Charge complete. 510x19 mm (PRICE Code: 21.11.4) | 632 | no | PRICE Data | Others | Others
Providing and fixing stainless steel (SS 304 grade) adjustable friction window stays of approved quality with necessary stainless steel screws etc. to the side hung windows as per direction of Engineer - in-Charge complete. 710x19 mm (PRICE Code: 21.11.5) | 1067.6 | no | PRICE Data | Others | Others
Providing and fixing aluminium tubular handle bar 32 mm outer dia, 3.0mm thick & 2100 mm long with S.S. screws etc. complete as per direction of Engineer -in-Charge. Anodized (AC 15) aluminium tubular handle bar (PRICE Code: 21.12.1) | 444.75 | no | PRICE Data | Others | Others
Providing and fixing aluminium tubular handle bar 32 mm outer dia, 3.0mm thick & 2100 mm long with S.S. screws etc. complete as per direction of Engineer -in-Charge. Powder coated minimum thickness 50 micron aluminium tubular handle bar (PRICE Code: 21.12.2) | 488.4 | no | PRICE Data | Others | Others
Providing and fixing aluminium tubular handle bar 32 mm outer dia, 3.0mm thick & 2100 mm long with S.S. screws etc. complete as per direction of Engineer -in-Charge. Polyester powder coated minimum thickness 50 micron aluminium tubular handle bar (PRICE Code: 21.12.3) | 499.8 | no | PRICE Data | Others | Others
Providing and fixing 100 mm brass locks ( best make of approved quality ) for aluminium doors including necessary cutting and making good etc. complete (PRICE Code: 21.13) | 398.1 | each | PRICE Data | Others | Others
Providing and fixing anodised aluminium ( anodised transparent or dyed to required shade according to IS: 1868. Minimum anodic coating of grade AC 15) sub frame work for windows and ventilators with extruded built up standard tubular section of approved make conforming to IS: 733 and IS: 1285, fixed with dash fastener of required dia and size (Dash fastener to be paid for separately) (PRICE Code: 21.14) | 307.95 | kilogram | PRICE Data | Others | Others
Providing and fixing aluminium casement windows fastener of required length for aluminium windows with necessary necessary screws etc. complete. Anodized (AC 15 ) aluminium (PRICE Code: 21.15.1) | 58.65 | no | PRICE Data | Others | Others
Providing and fixing aluminium casement windows fastener of required length for aluminium windows with necessary necessary screws etc. complete. Powder coated minimum thickness 50 micron aluminium (PRICE Code: 21.15.2) | 62.15 | no | PRICE Data | Others | Others
Providing and fixing aluminium casement windows fastener of required length for aluminium windows with necessary necessary screws etc. complete. Polyester powder coated minimum thickness 50 micron aluminium (PRICE Code: 21.15.3) | 60.95 | no | PRICE Data | Others | Others
Providing and fixing aluminium round shape handle of outer dia 100 mm with SS screws etc. complete as per direction of Engineer-in-Charge. Anodized (AC 15 ) aluminium (PRICE Code: 21.16.1) | 69.1 | no | PRICE Data | Others | Others
Providing and fixing aluminium round shape handle of outer dia 100 mm with SS screws etc. complete as per direction of Engineer-in-Charge. Powder coated minimum thickness 50 micron aluminium (PRICE Code: 21.16.2) | 72.6 | no | PRICE Data | Others | Others
Providing and fixing aluminium round shape handle of outer dia 100 mm with SS screws etc. complete as per direction of Engineer-in-Charge. Polyester powder coated minimum thickness 50 micron aluminium (PRICE Code: 21.16.3) | 77.25 | no | PRICE Data | Others | Others
Providing and fixing anodised aluminium grill ( anodised transparent or dyed to required shade according to IS : 1868 with minimum anodic coating of grade AC 15) of approved design/pattern, with approved standard section and fixed to the existing window frame with C.P brass/stainless steel screws @ 200 mm centre to centre, including cutting the grill to proper opening size for fixing and operation of handles and fixing approved anodised aluminium standard section around the opening, all complete as per requirement and direction of Engineer-in-charge.(Only weight of grill to be measured for payment ). (PRICE Code: 21.17) | 451.3 | kg | PRICE Data | Others | Others
Providing and fixing 12 mm thick frameless toughened glass door shutter of approved brand and manufacture, including providing and fixing top & bottom pivot & spring type fixing arrangement and making necessary holes etc. for fixing required door fittings, all complete as per direction of Engineer-in-charge ( Door handle, lock and stopper etc to be paid separately) (PRICE Code: 21.18) | 3861.35 | sqm | PRICE Data | Others | Others
Filling the gap in between aluminium/ stone/ wood frame and adjacent RCC/ Brick/ Stone/ wood/ Ceramic/ Gypsum work by providing weather/structural non sag elastomeric PU sealant over backer rod of approved quality as per architectural drawings and direction of Engineer-in-charge complete, complying to ASTM C920, DIN 18540-F & ISO 11600 Upto 5 mm depth and 5 mm width (PRICE Code: 21.19.1) | 108.5 | metre | PRICE Data | Others | Others
Filling the gap in between aluminium/ stone/ wood frame and adjacent RCC/ Brick/ Stone/ wood/ Ceramic/ Gypsum work by providing weather/structural non sag elastomeric PU sealant over backer rod of approved quality as per architectural drawings and direction of Engineer-in-charge complete, complying to ASTM C920, DIN 18540-F & ISO 11600 Upto 10 mm depth and 10 mm width (PRICE Code: 21.19.2) | 148.05 | metre | PRICE Data | Others | Others
Filling the gap in between aluminium/ stone/ wood frame and adjacent RCC/ Brick/ Stone/ wood/ Ceramic/ Gypsum work by providing weather/structural non sag elastomeric PU sealant over backer rod of approved quality as per architectural drawings and direction of Engineer-in-charge complete, complying to ASTM C920, DIN 18540-F & ISO 11600 Upto 20 mm depth and 20 mm width (PRICE Code: 21.19.3) | 268 | metre | PRICE Data | Others | Others
Providing and laying integral cement based treatment for water proofing on horizontal surface at all depth below ground level for under ground structures as directed by Engineer-in-charge and consisting of :i ) Ist layer of 22 mm to 25mm thick approved and specified rough stone slab over a 25 mm thick base of cement mortar 1:3 ( 1 cement : 3 coarse sand) mixed with water proofing compound conforming to IS: 2645 in the recommended proportion over the leveling course ( leveling course to be paid separately). Joints separately) joints sealed and grouted with cement slurry mixed with water proofing compound. II) 2nd layer of 25 mm thick cement mortar 1:3 ( 1 cement : 3 coarse sand) mixed with water proofing compound in recommended proportions. iii) Finishing top with stone aggregate if 10 mm to 12 mm nominal size spreading @ 8 cudm/ sqm thoroughly embedded in the 2nd layer Using rough kota stone (PRICE Code: 22.1.1) | 1175.2 | sqm | PRICE Data | Others | Others
Providing and laying integral cement based treatment for water proofing on the vertical surface by fixing specified stone slab 22 mm to 25 mm thick with cement slurry mixed with water proofing compound conforming to IS : 2645 in recommended proportion with a gap of 20mm (minimum) between stone slabs and the receiving surfaces and filling the gaps with neat cement slurry mixed with water proofing compound and finishing the exterior of stone slab with cement mortar 1:3 ( 1 cement : 3 coarse sand ) 20 mm thick with neat cement punning mixed with water proofing compound in recommended proportion complete at all levels and as directed by Engineer-in-Charge: Using rough Kota stone (PRICE Code: 22.2.1) | 1508.85 | sqm | PRICE Data | Others | Others
Providing and laying water proofing treatment to vertical and horizontal surfaces of depressed portions of W.C. kitchen and the like consisting of : i) I course of applying cement slurry @ 4.4 Kg/ sqm mixed with water proofing compound conforming to IS: 2645 in recommended proportions including rounding off junction of vertical and horizontal surface. ii) II course of 20 mm cement plaster 1:3 ( 1 cement : 3 coarse sand) mixed with water proofing compound in recommended proportion including rounding off junction of vertical and horizontal surface. iii) III course of applying blown or residual bitumen applied hot at 1.7 kg per sqm of area. iv) IV course of 400 micron thick PVC sheet. (Overlaps at joints of PVC sheet should be 100 mm wide and pasted to each other with bitumen @ 1.7 Kg/ sqm. (PRICE Code: 22.3) | 612.6 | sqm | PRICE Data | Others | Others
Providing and Placing in position suitable PVC water stops conforming to IS : 12200 for construction / expansion joints between two RCC members and fixed to the reinforcement with binding wire before pouring concrete etc. complete: Serrated with central bulb ( 225 mm wide, 8-11 mm thick) (PRICE Code: 22.4.1) | 245.85 | metre | PRICE Data | Others | Others
Providing and Placing in position suitable PVC water stops conforming to IS : 12200 for construction / expansion joints between two RCC members and fixed to the reinforcement with binding wire before pouring concrete etc. complete: Dumb bell with ventral bulb ( 180 mm wide, 8 mm thick) (PRICE Code: 22.4.2) | 199.4 | metre | PRICE Data | Others | Others
Providing and Placing in position suitable PVC water stops conforming to IS : 12200 for construction / expansion joints between two RCC members and fixed to the reinforcement with binding wire before pouring concrete etc. complete: Kickers (320 mm wide, 5 mm thick) (PRICE Code: 22.4.3) | 228.45 | metre | PRICE Data | Others | Others
Providing and laying water proofing treatment in sunken portion of WCs, bathroom etc., by applying cement slurry mixed with water proofing cement compound consisting of applying : a) First layer of slurry of cement @ 0.488 kg/sqm mixed with water proofing cement compound @ 0.253 kg/sqm. This layer will be allowed to air cure for 4 hours. b) Second layer of slurry of cement @ 0.242 kg /sqm mixed with water proofing cement compound @ 0.126 kg/ sqm. This layer will be allowed to air cure for 4 hours followed with water curing for 48 hours. The rate includes preparation of surface, treatment and sealing of all joints, corners, junctions of pipes and masonry with polymer mixed slurry. (PRICE Code: 22.5) | 404.2 | sqm | PRICE Data | Others | Others
Providing and laying water proofing treatment on roofs of slabs by applying cement slurry mixed with water proofing cement compound consisting of applying : a) after surface preparation, first layer of slurry of cement @ 0.488 kg/ sqm mixed with water proofing cement compound @ 0.253 kg/ sqm. laying second layer of fibre glass cloth when the first layer is still green. Overlaps of joints of fibre cloth should not be less than 10 cm. c) third layer of 1.5 mm thickness consisting of slurry of cement @ 1.289 kg/ sqm mixed with water proofing cement compound @ 0.670 kg/sqm and coarse sand @ 1.289 kg/sqm. This will be allowed to air cure for 4 hours followed by water curing for 48 hours. The entire treatment will be taken upto 30 cm on parapet wall and tucked into groove in parapet all around. d) fourth and final layer of brick tilling with cement mortar (which will be paid for separately. For the purpose of measurement the entire treated surface will be measured) (PRICE Code: 22.6) | 454.05 | sqm | PRICE Data | Others | Others
Providing and laying integral cement based water proofing treatment including preparation of surface as required for treatment of roofs, balconies, terraces etc. consisting of following operations: a) Applying a slurry coat of neat cement using 2.75 kg/ sqm of cement admixed with water proofing compound conforming to IS: 2645 and approved by Engineer-in-Charge over the RCC slab including adjoining walls upto 300 mm height including cleaning the surface before treatment. b) Laying brick bats with mortar using broken bricks/brick bats 25 mm to 115 mm size with 50% of cement mortar 1:5 ( 1 cement : 5 coarse sand ) admixed with water proofing compound conforming to IS: 2645 and approved by Engineer-in-Charge over 20 mm thick layer of cement mortar of mix 1:5 ( 1 cement : 5 coarse sand ) admixed with water proofing compound conforming to IS: 2645 and approved by Engineer - in- Charge to required slope and treating similarly the adjoining walls upto 300 mm height including rounding of junctions of walls and slabs c) After two days of proper curing applying a second coat of cement slurry using 2.75 kg/ sqm of cement admixed with water proofing compound conforming to IS : 2645 and approved by Engineer-in-Charge. d) Finishing the surface with 20 mm thick jointless cement mortar of mix 1:4 ( 1 cement : 4 coarse sand ) admixed with water proofing compound conforming to IS: 2645 and approved by Engineer - in- Charge including laying glass fibre cloth of approved quality in top layer of plaster and finally finishing the surface with trowel with neat cement slurry and making pattern of 300x300 mm square 3 mm deep. e) The whole terrace so finished shall be flooded with water for a minimum period of two weeks for curing and for final be flooded with water for a minimum period of two weeks for curing and for final test. All above operations to be done in order and as directed and specified by Engineer in Charge: With average thickness of 120 mm and minimum thickness at khurra as 65 mm (PRICE Code: 22.7.1) | 1214.05 | sqm | PRICE Data | Others | Others
Providing and laying four courses water proofing treatment with bitumen felt over roofs consisting of first and third courses of blown bitumen 85/25 or 90/15 conforming to IS : 702 applied hot @ 1.45 Kg per square metre of area for each course, second course of roofing felt type 3 grade - I ( hessian based self finished bitumen felt) and fourth and final course of stone grit 6 mm and down size or pea- sized gravel spread at 6 cubic diameter per square metre including preparation of surface but excluding grading complete with: Bitumen felt ( hessian base) type 3 grade I conforming to IS : 1322 (PRICE Code: 22.8.1) | 356.8 | sqm | PRICE Data | Others | Others
Providing and laying six courses water proofing treatment with bitumen felt over roofs consisting of first, third and fifth course of blown bitumen 85/25 or 90/15 conforming to IS: 702 applied hot @ 1.45,1.20 and 1.45 kg per square metre of area respectively, second and fourth courses of roofing felt type 3 grade I conforming to IS: 1322 (Hessian based self finished bitumen felt) conforming to IS: 1322 and sixth and final course of stone grit 6 mm and down size or pea sized gravel spread at 6 cubic dm per sqm including preparation of surface but excluding grading, complete. (PRICE Code: 22.9) | 559.3 | sqm | PRICE Data | Others | Others
Providing and laying six courses water proofing treatment with bitumen felt over roofs consisting of first, third and fifth courses of blown or/ and residual bitumen applied hot at 1.45, 1.20 and 1.70 kg per square metre of area respectively, second and fourth courses of roofing felt type 2 grade I ( fibre base self finished bitumen felt) six and final courses of stone grit 6 mm and down size or pea sized gravel spread at 6 cudm per sqm including preparation of surface, excluding grading, complete. (PRICE Code: 22.1) | 637.4 | sqm | PRICE Data | Others | Others
Providing and laying six courses water proofing treatment with bitumen felt over roofs consisting of first, third and fifth courses of blow or / and residual bitumen applied hot at 1.45, 1.20 and 1.70 kg per square metre of area respectively, second and fourth courses of roofing felt type 2 grade II (glass fibre base self finished bitumen felt) and sixth and final course of stone grit 6mm and down size or peasized gravel spread at 6 cubic dm per sqm including preparation of surface but excluding grading, complete. (PRICE Code: 22.11) | 637.65 | sqm | PRICE Data | Others | Others
Supplying and applying bituminous solution primer on roof and or wall surface at 0.24 litre per sqm. (PRICE Code: 22.12) | 40.45 | sqm | PRICE Data | Others | Others
Deduct for omitting in water proofing treatment final course of spreading stone grit 6mm down size or pea sized gravel : At 6 cudm per sqm (PRICE Code: 22.13.1) | 12.9 | sqm | PRICE Data | Others | Others
Deduct for omitting in water proofing treatment final course of spreading stone grit 6mm down size or pea sized gravel : At 8 cudm per sqm (PRICE Code: 22.13.2) | 16.2 | sqm | PRICE Data | Others | Others
Grading roof for water proofing treatment with: Cement concrete 1:2:4 ( 1 cement : 2 coarse sand : 4 graded stone aggregate 20 mm nominal size) (PRICE Code: 22.14.1) | 6011.5 | cum | PRICE Data | Others | Others
Grading roof for water proofing treatment with: Cement mortar 1:3 ( 1 cement : 3 coarse sand) (PRICE Code: 22.14.2) | 11163.7 | cum | PRICE Data | Others | Others
Grading roof for water proofing treatment with: Cement mortar 1:4 ( 1 cement : 4 coarse sand ) (PRICE Code: 22.14.3) | 10401.75 | cum | PRICE Data | Others | Others
Providing and mixing integral crystalline admixture for waterproofing treatment to RCC structures like basement raft, retaining walls, reservior, sewage & water treatment plant, tunnels / subway and bridge deck etc.. at the time of transporting of concrete into the drum of the ready-mix truck , using integral crystalline admixture @0.80% (minimum) to the weight of cement content per cubic meter of concrete) or higher as recommended by the manufacturer's specification in reinforced cement concrete at site of work. The material shall meet the requirements as specified in ACI-212-3R-2010 i.e. by reducing permeability of concrete by more than 90%, compared with control concrete as per DIN 1048 and resistant to 16 bar hydrostatic pressure. The crystalline admixture shall be capable of self-healing of cracks up to a width of 0.50mm. The work shall be carried out all complete as per specification and the direction of the Engineer-in-charge. The product performance shall carry guarantee for 10 years against any leakage. (PRICE Code: 22.22) | 336.15 | kg | PRICE Data | Others | Others
Providing and applying integral crystalline slurry of hydrophilic in nature for waterproofing treatment to the RCC structures like retaining walls of the basement, water tanks, roof slabs, podiums, reservior, sewage & water treatment plant, tunnels / subway and bridge deck etc., prepared by mixing in the ratio of 5 : 2 (5 parts integral crystalline slurry : 2 parts water) for vertical surfaces and 3 : 1 (3 parts integral crystalline slurry : 1 part water) for horizontal surfaces and applying the same from negative (internal) side with the help of synthetic fiber brush. The material shall meet the requirements as specified in ACI-212-3R-2010 i.e by reducing permeability of concrete by more than 90% compared with control concrete as per DIN 1048 and resistant to 16 bar hydrostatic pressure on negative side. The crystalline slurry shall be capable of self-healing of cracks up to a width of 0.50mm. The work shall be carried out all complete as per specification and the direction of the engineerin- charge. The product performance shall carry guarantee for 10 years against any leakage. For vertical surface two coats @0.70 kg per sqm (PRICE Code: 22.23.1) | 420.6 | sqm | PRICE Data | Others | Others
Providing and applying integral crystalline slurry of hydrophilic in nature for waterproofing treatment to the RCC structures like retaining walls of the basement, water tanks, roof slabs, podiums, reservior, sewage & water treatment plant, tunnels / subway and bridge deck etc., prepared by mixing in the ratio of 5 : 2 (5 parts integral crystalline slurry : 2 parts water) for vertical surfaces and 3 : 1 (3 parts integral crystalline slurry : 1 part water) for horizontal surfaces and applying the same from negative (internal) side with the help of synthetic fiber brush. The material shall meet the requirements as specified in ACI-212-3R-2010 i.e by reducing permeability of concrete by more than 90% compared with control concrete as per DIN 1048 and resistant to 16 bar hydrostatic pressure on negative side. The crystalline slurry shall be capable of self-healing of cracks up to a width of 0.50mm. The work shall be carried out all complete as per specification and the direction of the engineerin- charge. The product performance shall carry guarantee for 10 years against any leakage. For horizontal surface one coat @1.10 kg per sqm. (PRICE Code: 22.23.2) | 324.15 | sqm | PRICE Data | Others | Others
Providing and applying integral crystalline (dry shake) of hydrophilic in nature for waterproofing treatment to the RCC structures like basement raft, foundation slab, sewage & water treatment plant slab, warehouses floor, parking structures and water tank base slab etc. sprinkled @0.60kg per sqm or higher as recommended by the manufacturer's specification over the lean concrete of above cited structures. The material shall meet the requirements as specified in ACI-212-3R-2010 i.e. by reducing permeability of concrete by more than 85%, compared control concrete as per DIN 1048 and resistant to 16 bar hydrostatic pressure on negative side. The crystalline dryshake shall be capable of self-healing of cracks up to a width of 0.50mm. The work shall be carried out all complete as per specification and the direction of the Engineer-incharge. The product performance shall carry guarantee for 10 years against any leakage. (PRICE Code: 22.24) | 284.45 | sqm | PRICE Data | Others | Others
Providing and applying crystalline mortar by mixing in the ratio of 4.5 : 1 (4.5 parts crystalline mortar : 1 part water) for the treatment of faulty construction joints, cracks, tie rod holes and spalled & honeycombed surface of RCC underground structures like basement, water tanks, bridge deck etc. to ensure water tightness. The crystallie mortar shall conform to the EN 1504-3 having compressive strength Class R4 (?45 MPa) and adhesive bond strength Class R3 (?1.5 MPa). The work shall be carried out all complete as per specification and the direction of the engineer-in-charge. The product performance shall carry guarantee for 10 years against any leakage. For sealing cracks and faulty construction joints, routed out/making U-shape groove size 25x25mm and then primed the area with integral crystalline slurry @0.05kg/running meter and while the surface is tacky filled the groove upto surface with crystalline mortar @1.50kg/running meter. Once crystalline mortar is touch dry then finally applied two coats of integral crystalline slurry @0.05kg/running meter per coat. (PRICE Code: 22.25.1) | 456.35 | metre | PRICE Data | Others | Others
Providing and applying crystalline mortar by mixing in the ratio of 4.5 : 1 (4.5 parts crystalline mortar : 1 part water) for the treatment of faulty construction joints, cracks, tie rod holes and spalled & honeycombed surface of RCC underground structures like basement, water tanks, bridge deck etc. to ensure water tightness. The crystallie mortar shall conform to the EN 1504-3 having compressive strength Class R4 (?45 MPa) and adhesive bond strength Class R3 (?1.5 MPa). The work shall be carried out all complete as per specification and the direction of the engineer-in-charge. The product performance shall carry guarantee for 10 years against any leakage. For patching of tie rod holes, prepared tie rod hole surface and then primed the area with integral crystalline slurry @0.070kg/sqm and while the surface is tacky repair and then filled the tie rod holes with crystalline mortar@0.040kg per hole. The crystalline mortar should be tightly rodded into tie rod holes or packed tightly (For 25x25x25 mm tie rod hole, use 0.040kg to fill the hole) (PRICE Code: 22.25.2) | 18 | each | PRICE Data | Others | Others
Providing and applying of swellable type water stop tape, 19mm x 25mm thick in linear meter (expansive nature) for construction joints treatment of RCC structure such as raft slab, retaining walls, water storage tank and at the junctions of raft slab with the retaining walls etc.. After cleaning the surface, one coat of required primer for swellable water stop tape shall be applied throughout the length of the joint @3.78 litre per 240 running meter. Over the primed surface swellable type water stop tape shall be placed. The work shall be carried out all complete as per specification and the direction of the engineer-in-charge. The product performance shall carry guarantee for 10 years against any leakage. (PRICE Code: 22.26) | 479.4 | metre | PRICE Data | Others | Others
Providing and applying fibre reinforced elastomeric liquid water proofing membrane with resilient acrylic polymers having Sun Reflectivity Index (SRI) of 105 on top of concrete roof in three coats @10.76 litre/ 10 sqm. One coat of self-priming of elastomeric waterproofing liquid (dilution with water in the ratio of 3:1) and two coats of undiluted elastomeric waterproofing liquid (dry film thickness of complete application/system not less than 500 microns). The operation shall be carried out after scrapping and properly cleaning the surface to remove loose particles with wire brushes, complete in all respect as per the direction of Engineer-in-Charge. (PRICE Code: 22.22A) | 360.8 | sqm | PRICE Data | Others | Others
Providing & Applying polymer modified, flexible cementatious negative side waterproofing coating with elastic waterproofing polymers on interior wall plaster surface in three coats @14.35 kg /10 sqm. one coat of self priming of cementatious waterproofing polymer(dilution with water in the ratio of 1:1) and two coats of cementatious waterproofing polymer (dilution with water in the ratio of 3:1 ) after scrapping and properly cleaning the surface to remove pre-existing paint film & loose particles till plaster is visible, complete in all respect as per the direction of Engineer-in-Charge. (PRICE Code: 22.23A) | 386.15 | sqm | PRICE Data | Others | Others
Providing & Applying high quality acrylic modified resin based texture of Dholpur/ Red sand stone Pattern with anti algae and UV resistance properties to be applied as intermediate finish in desired pattern @ 43.04 kgs/10 sqm to form film of 1- 1.5 mm thickness after scrapping and properly cleaning the surface to remove loose particles from the plaster surface, followed by top coating with Premium Acrylic Smooth exterior paint with Silicone additives of required shade by two or more coats @ 1.43 litres/10 sqm, complete as the direction of Engineer -in-Charge (PRICE Code: 22.24A) | 368.3 | sqm | PRICE Data | Others | Others
Boring / drilling bore well of required dia for casing / strainer pipe, by suitable method prescribed in IS: 2800 ( part I), including collecting samples from different strata, preparing and submitting strata chart/ bore log, including hire & running charges of all equipments, tools plants & machineries required for the job, all complete as per direction of Engineer - in- Charge, upto 90 metre depth below ground level. All types of soil 300 mm dia (PRICE Code: 23.1.1.1) | 444.75 | metre | PRICE Data | Others | Others
Boring / drilling bore well of required dia for casing / strainer pipe, by suitable method prescribed in IS: 2800 ( part I), including collecting samples from different strata, preparing and submitting strata chart/ bore log, including hire & running charges of all equipments, tools plants & machineries required for the job, all complete as per direction of Engineer - in- Charge, upto 90 metre depth below ground level. All types of soil 350 mm dia (PRICE Code: 23.1.1.2) | 486.4 | metre | PRICE Data | Others | Others
Boring / drilling bore well of required dia for casing / strainer pipe, by suitable method prescribed in IS: 2800 ( part I), including collecting samples from different strata, preparing and submitting strata chart/ bore log, including hire & running charges of all equipments, tools plants & machineries required for the job, all complete as per direction of Engineer - in- Charge, upto 90 metre depth below ground level. All types of soil 400 mm dia (PRICE Code: 23.1.1.3) | 622.6 | metre | PRICE Data | Others | Others
Boring / drilling bore well of required dia for casing / strainer pipe, by suitable method prescribed in IS: 2800 ( part I), including collecting samples from different strata, preparing and submitting strata chart/ bore log, including hire & running charges of all equipments, tools plants & machineries required for the job, all complete as per direction of Engineer - in- Charge, upto 90 metre depth below ground level. Rocky strata including Boulders 300 mm dia (PRICE Code: 23.1.2.1) | 1061.9 | metre | PRICE Data | Others | Others
Boring / drilling bore well of required dia for casing / strainer pipe, by suitable method prescribed in IS: 2800 ( part I), including collecting samples from different strata, preparing and submitting strata chart/ bore log, including hire & running charges of all equipments, tools plants & machineries required for the job, all complete as per direction of Engineer - in- Charge, upto 90 metre depth below ground level. Rocky strata including Boulders 350 mm dia (PRICE Code: 23.1.2.2) | 1123.2 | metre | PRICE Data | Others | Others
Boring / drilling bore well of required dia for casing / strainer pipe, by suitable method prescribed in IS: 2800 ( part I), including collecting samples from different strata, preparing and submitting strata chart/ bore log, including hire & running charges of all equipments, tools plants & machineries required for the job, all complete as per direction of Engineer - in- Charge, upto 90 metre depth below ground level. Rocky strata including Boulders 400 mm dia (PRICE Code: 23.1.2.3) | 1336 | metre | PRICE Data | Others | Others
Boring /drilling bore well of required dia for casing / strainer pipe, by suitable method prescribed in IS: 2800 ( part I), including collecting samples from different strata, preparing and submitting strata chart/ bore, including hire & running charges of all equipments, tools, plants & machineries required for the job, all complete as per direction of Engineer- in- charge, beyond 90 metre & upto 150 metre depth below ground level. All types of soil 300 mm dia (PRICE Code: 23.2.1.1) | 518.85 | metre | PRICE Data | Others | Others
Boring /drilling bore well of required dia for casing / strainer pipe, by suitable method prescribed in IS: 2800 ( part I), including collecting samples from different strata, preparing and submitting strata chart/ bore, including hire & running charges of all equipments, tools, plants & machineries required for the job, all complete as per direction of Engineer- in- charge, beyond 90 metre & upto 150 metre depth below ground level. All types of soil 350 mm dia (PRICE Code: 23.2.1.2) | 576.5 | metre | PRICE Data | Others | Others
Boring /drilling bore well of required dia for casing / strainer pipe, by suitable method prescribed in IS: 2800 ( part I), including collecting samples from different strata, preparing and submitting strata chart/ bore, including hire & running charges of all equipments, tools, plants & machineries required for the job, all complete as per direction of Engineer- in- charge, beyond 90 metre & upto 150 metre depth below ground level. All types of soil 400 mm dia (PRICE Code: 23.2.1.3) | 778.25 | metre | PRICE Data | Others | Others
Boring /drilling bore well of required dia for casing / strainer pipe, by suitable method prescribed in IS: 2800 ( part I), including collecting samples from different strata, preparing and submitting strata chart/ bore, including hire & running charges of all equipments, tools, plants & machineries required for the job, all complete as per direction of Engineer- in- charge, beyond 90 metre & upto 150 metre depth below ground level. Rocky strata including Boulders 300 mm dia (PRICE Code: 23.2.2.1) | 1171.9 | metre | PRICE Data | Others | Others
Boring /drilling bore well of required dia for casing / strainer pipe, by suitable method prescribed in IS: 2800 ( part I), including collecting samples from different strata, preparing and submitting strata chart/ bore, including hire & running charges of all equipments, tools, plants & machineries required for the job, all complete as per direction of Engineer- in- charge, beyond 90 metre & upto 150 metre depth below ground level. Rocky strata including Boulders 350 mm dia. (PRICE Code: 23.2.2.2) | 1225.55 | metre | PRICE Data | Others | Others
Boring /drilling bore well of required dia for casing / strainer pipe, by suitable method prescribed in IS: 2800 ( part I), including collecting samples from different strata, preparing and submitting strata chart/ bore, including hire & running charges of all equipments, tools, plants & machineries required for the job, all complete as per direction of Engineer- in- charge, beyond 90 metre & upto 150 metre depth below ground level. Rocky strata including Boulders 400 mm dia (PRICE Code: 23.2.2.3) | 1570 | metre | PRICE Data | Others | Others
Supplying, assembling, lowering and fixing in vertical position in bore well, unplasticized PVC medium well casing (CM) pipe of required dia, conforming to IS : 12818, including required hire and labour charges, fittings & accessories etc. all complete, for all depths, as per direction of Engineer- in- Charge. Supplying, assembling, lowering and fixing in vertical position in bore well, unplasticized PVC medium well casing (CM) pipe of required dia, conforming to IS: 12818, including required hire and labour charges, fittings & accessories etc. all complete, for all depths, as per direction of Engineer -in-charge. 100 mm nominal size dia (PRICE Code: 23.3.1) | 521.2 | metre | PRICE Data | Others | Others
Supplying, assembling, lowering and fixing in vertical position in bore well, unplasticized PVC medium well casing (CM) pipe of required dia, conforming to IS : 12818, including required hire and labour charges, fittings & accessories etc. all complete, for all depths, as per direction of Engineer- in- Charge. 150 mm nominal size dia (PRICE Code: 23.3.2) | 599.65 | metre | PRICE Data | Others | Others
Supplying, assembling, lowering and fixing in vertical position in bore well, unplasticized PVC medium well casing (CM) pipe of required dia, conforming to IS : 12818, including required hire and labour charges, fittings & accessories etc. all complete, for all depths, as per direction of Engineer- in- Charge. 200 mm nominal size dia (PRICE Code: 23.3.3) | 925.45 | metre | PRICE Data | Others | Others
Supplying, assembling, lowering and fixing in vertical position in bore well unplasticized PVC medium well screen (RMS) pipes with ribs, conforming to IS: 12818, including hire & labour charges, fittings & accessories etc. all complete, for all depths, as per direction of Engineer - in-charge Supplying, assembling, lowering and fixing in vertical position in bore well unplasticized PVC medium well screen (RMS) pipes with ribs, conforming to IS: 12818, including hire & labour charges, fittings & accessories etc. all complete, for all depths, as per direction of Engineer-in-charge. 100 mm nominal size dia (PRICE Code: 23.4.1) | 565.55 | metre | PRICE Data | Others | Others
Supplying, filling, spreading & leveling stone boulders of size range 5 cm to 20 cm, in recharge pit, in the required thickness, for all leads & lifts, all complete as per direction of Engineer -in- charges (PRICE Code: 23.5) | 1151.6 | cum | PRICE Data | Others | Others
Supplying, filling, spreading & leveling gravels of size range 5 mm to 10 mm, in the recharge pit,over the existing layer of boulders, in required thickness, for all leads & lifts, all complete as per direction of Engineer -in-Charge (PRICE Code: 23.6) | 1151.6 | cum | PRICE Data | Others | Others
Supplying, filling, spreading & leveling coarse sand of size range 1.5 mm to 2 mm in recharge pit, in required thickness over gravel layer, for all leads & lifts, all complete as per direction of Engineer-in-charge. (PRICE Code: 23.7) | 1151.6 | cum | PRICE Data | Others | Others
Gravel packing in tube well construction in accordance with IS: 4097, including providing gravel fine /medium/coarse, in required grading & sizes as per actual requirement, all complete as per direction of Engineer- in- charge. (PRICE Code: 23.8) | 1300.2 | cum | PRICE Data | Others | Others
Providing and fixing factory made precast RCC perforated drain covers, having concrete of strength not less than M-25, of size 1000x450x50 mm, reinforced with 8 mm dia four nos longitudinal & 9 nos cross sectional T.M.T. hoop bars, including providing 50 mm dia perforation @ 100 to 125 mm c/c, including providing edge binding with M.S. flats of size 50 mm x 1.6 mm complete, all as per direction of Engineer - in- charge. (PRICE Code: 23.9) | 1051.15 | each | PRICE Data | Others | Others
Supplying, assembling, lowering and fixing in vertical position in bore well ERW ( Electric Resistance Welded ) FE 410 mild steel screwed and socketed / plain ended casing pipes or required dia , conforming to IS 4270, of reputed & approved make, including painted with outside surface with two coats of anticorrosive paint of approved brand and manufacture, including required hire & labour charges, fittings & accessories, all complete, for all depths, as per direction of Engineer-in-Charge. 100 mm nominal size dia having minimum wall thickness 5.00 mm (PRICE Code: 23.10.1) | 1031.25 | metre | PRICE Data | Others | Others
Supplying, assembling, lowering and fixing in vertical position in bore well ERW ( Electric Resistance Welded ) FE 410 mild steel screwed and socketed / plain ended casing pipes or required dia , conforming to IS 4270, of reputed & approved make, including painted with outside surface with two coats of anticorrosive paint of approved brand and manufacture, including required hire & labour charges, fittings & accessories, all complete, for all depths, as per direction of Engineer-in-Charge. 150 mm nominal size dia having minimum wall thickness 5.00 mm (PRICE Code: 23.10.2) | 1442.7 | metre | PRICE Data | Others | Others
Supplying, assembling, lowering and fixing in vertical position in bore well ERW ( Electric Resistance Welded ) FE 410 mild steel screwed and socketed / plain ended casing pipes or required dia , conforming to IS 4270, of reputed & approved make, including painted with outside surface with two coats of anticorrosive paint of approved brand and manufacture, including required hire & labour charges, fittings & accessories, all complete, for all depths, as per direction of Engineer-in-Charge. 200 mm nominal size dia having minimum wall thickness 5.40 mm (PRICE Code: 23.10.3) | 1790.15 | metre | PRICE Data | Others | Others
Supplying, assembling, lowering and fixing in vertical position in bore well, ERW (Electric Resistance Welded) FE 410 plain slotted ( having slot size 1.6/3.2 mm) mild steel threaded and socketed / Plain bevel ended pipe ( type A ) of required dia, conforming to IS: 8110, of reputed and approved make, having wall thickness not less than 5.40 mm, including painted with outside surface with two coats of anticorrosive bitumestic paint of approved brand and manufacture, including hire & labour charges, fittings & accessories, all complete, for all depths, as per direction of Engineer-in-charge. 100 mm nominal size dia (PRICE Code: 23.11.1) | 1101.45 | metre | PRICE Data | Others | Others
Supplying, assembling, lowering and fixing in vertical position in bore well, ERW (Electric Resistance Welded) FE 410 plain slotted ( having slot size 1.6/3.2 mm) mild steel threaded and socketed / Plain bevel ended pipe ( type A ) of required dia, conforming to IS: 8110, of reputed and approved make, having wall thickness not less than 5.40 mm, including painted with outside surface with two coats of anticorrosive bitumestic paint of approved brand and manufacture, including hire & labour charges, fittings & accessories, all complete, for all depths, as per direction of Engineer-in-charge. 150 mm nominal size dia (PRICE Code: 23.11.2) | 1536.25 | metre | PRICE Data | Others | Others
Supplying, assembling, lowering and fixing in vertical position in bore well, ERW (Electric Resistance Welded) FE 410 plain slotted ( having slot size 1.6/3.2 mm) mild steel threaded and socketed / Plain bevel ended pipe ( type A ) of required dia, conforming to IS: 8110, of reputed and approved make, having wall thickness not less than 5.40 mm, including painted with outside surface with two coats of anticorrosive bitumestic paint of approved brand and manufacture, including hire & labour charges, fittings & accessories, all complete, for all depths, as per direction of Engineer-in-charge. 200 mm nominal size dia (PRICE Code: 23.11.3) | 1884.75 | metre | PRICE Data | Others | Others
Development of tube well in accordance with IS: 2800 (Part I) and IS : 1189, to establish maximum rate of usable water yield without sand content (beyond permissible limit), with required capacity air compressor, running the compressor for required time till well is fully developed, measuring yield of well by "V" notch method or any other approved method, measuring static level & draw down etc.by step draw down method, collecting water samples & getting tested in approved laboratory, i/c disinfection of tube well, all complete, including hire & labour charges of air compressor, tools & accessories etc., all as per requirement and direction of Engineer - in-charge. (PRICE Code: 23.12) | 744.5 | hour | PRICE Data | Others | Others
Providing and fixing suitable size threaded mild steel cap or spot welded plate to the top of bore well housing/ casing pipe, removable as per requirement, all complete for borewell of: 100 mm dia (PRICE Code: 23.13.1) | 164.65 | each | PRICE Data | Others | Others
Providing and fixing suitable size threaded mild steel cap or spot welded plate to the top of bore well housing/ casing pipe, removable as per requirement, all complete for borewell of: 150 mm dia (PRICE Code: 23.13.2) | 182.95 | each | PRICE Data | Others | Others
Providing and fixing suitable size threaded mild steel cap or spot welded plate to the top of bore well housing/ casing pipe, removable as per requirement, all complete for borewell of: 200 mm dia (PRICE Code: 23.13.3) | 243.9 | each | PRICE Data | Others | Others
Providing and fixing M.S. clamp of required dia to the top of casing / housing pipe of tubewell as per IS : 2800 ( part I), including ecessary bolts & nuts of required size complete. 100 mm clamp (PRICE Code: 23.14.1) | 1223.4 | each | PRICE Data | Others | Others
Providing and fixing M.S. clamp of required dia to the top of casing / housing pipe of tubewell as per IS : 2800 ( part I), including ecessary bolts & nuts of required size complete. 150 mm clamp (PRICE Code: 23.14.2) | 1293.3 | each | PRICE Data | Others | Others
Providing and fixing M.S. clamp of required dia to the top of casing / housing pipe of tubewell as per IS : 2800 ( part I), including ecessary bolts & nuts of required size complete. 200 mm clamp (PRICE Code: 23.14.3) | 1468.05 | each | PRICE Data | Others | Others
Providing and fixing Bail plug / Bottom plug of required dia to the bottom of pipe assembly of tubewell as per IS : 2800 (part I). 100 mm dia (PRICE Code: 23.15.1) | 197.45 | no | PRICE Data | Others | Others
Providing and fixing Bail plug / Bottom plug of required dia to the bottom of pipe assembly of tubewell as per IS : 2800 (part I). 150 mm dia (PRICE Code: 23.15.2) | 243.9 | each | PRICE Data | Others | Others
Ranking out joints of stone masonry surface to the required width and depth, with due care and precaution, by mechanical / manual means, including preparing and cleaning the surface for re pointing / refilling of joints, including disposal of rubbish to the duping ground with in 50 metre lead. (PRICE Code: 24.1) | 44.9 | sqm | PRICE Data | Others | Others
Providing and fixing double scaffolding system (Cup lock type ) on the exterior side of building/structure, upto 25 metre height, above ground level, including additional rows of scaffolding in stepped manner as per requirement of site, made with 40 mm dia M.S. tube, placed 1.5 metre centre to centre, horizontal & vertical tubes joint with cup & lock system with M.S. Tubes, M.S. tube chakkus, M.S. clamps and staircase system in the scaffolding for working platform etc. and maintaining it in a serviceable condition for execution of work of cleaning and / or pointing and / or applying chemical and removing it thereafter. The scaffolding system shall be stiffened with bracings, runners, connecting with the building etc, wherever required, if feasible, for inspection of work at required locations with essential safety features for the workmen etc., complete as per directions and approval of Engineer-in-Charge. Note: - ( 1) The evaluational area of the scaffolding shall be measured for payment purpose, (2) The payment will be made once only for execution of all items of such works. (PRICE Code: 24.2) | 223.95 | sqm | PRICE Data | Others | Others
Cleaning the sand stone surface and removing dirt, dust , bird dropping, grease, oil, algae, fungus, monkey beats, vegetable growth etc., including providing, applying and washing the surface with liquid Ammonia Chemical of 5% solution and other chemical cleaning agent as approved by Archaeological Survey of India / Engineer - in-charge, of approved brand and manufacturer, with the help of required scrubbers and also cleaning with machine operated water jet mixed with desired quantity of fine silica where ever required, without causing any scratching/ damage to the stone surface and finally washing the surface with clean water with the help of pressure jet machine, complete in all respect, including taking all precautions to safeguard ventilators, windows, doors etc. by suitable covering so as to avoid any damage to the building / structure, all as per direction of Engineer- in- Charge ( The rate is inclusive of all materials & labours involved except scaffolding). (PRICE Code: 24.3) | 137.3 | sqm | PRICE Data | Others | Others
Providing and applying antifungal wash treatment using 3% solution of sodium pentachlorophenate, of reputed brand and manufacturer, on cleaned sand stone surface at desired locations as per direction of Engineer -in-charge (The rate is inclusive of all materials & labours involved except scaffolding). (PRICE Code: 24.4) | 51.25 | sqm | PRICE Data | Others | Others
Ruled/Flush pointing on Red sand stone masonry surface with lime, surkhi and marble dust mortar in the ratio of 1:1.5:1/2 {One lime:1.5 surkhi (50% red and 50% light yellow surkhi) : 1/2 marble dust}. (The rate is inclusive of all materials & labours involved except scaffolding) (PRICE Code: 24.5) | 239.7 | sqm | PRICE Data | Others | Others
Ruled/ Flush pointing on White sand stone masonry surface with lime, surkhi and marble dust mortar in the ratio of 1:1.5:1/2 {One lime:1.5 surkhi (15% dark red and 85% light yellow surkhi):1/2 marble dust}.(The rate is inclusive of all materials & labours involved except scaffolding). (PRICE Code: 24.6) | 239.7 | sqm | PRICE Data | Others | Others
Applying two or more coat of Ethyl Silicate chemical as approved by Archaeological Survey of India / Engineer -in-Charge, of approved brand and manufacturer, with brush or spray on the existing stone masonry surface till there is no further absorption of chemical by stone surface, including protecting the applied surface from direct sunlight by suitable means during application, all complete as per direction of the Engineer-in-Charge ( The rate is inclusive of all materials & labours involved except scaffolding ) (PRICE Code: 24.7) | 254.95 | sqm | PRICE Data | Others | Others
Applying breathable, non- reactive, antifungal, and water repellant Silance/ Siloxane chemical as approved by Archaeological Survey of India /Engineer-in-Charge of approved brand and manufacture, diluted with solvent mineral Turpentine oil in the ratio of 1:12 ( one part of approved chemical : 12 Part of Turpentine Oil) on the existing sand stone masonry surface with two or more coats to give uniform application of chemical on the surface, all complete as per direction of Engineer - In-Charge (The rate is inclusive of all materials & labours involved except scaffolding ). (PRICE Code: 24.8) | 80.25 | sqm | PRICE Data | Others | Others
Providing and supplying aluminium extruded tubular and other aluminium sections as per the architectural drawings and approved shop drawings , the aluminium quality as per grade 6063 T5 or T6 as per BS 1474,including super durable powder coating of 60-80 microns conforming to AAMA 2604 of required colour and shade as approved by the Engineer-in-Charge. ( The item includes cost of material such as cleats, sleeves, screws etc. necessary for fabrication of extruded aluminium frame work. Nothing extra shall be paid on this account). (PRICE Code: 25.1) | 321.6 | kg | PRICE Data | Others | Others
Designing, fabricating, testing, protection, installing and fixing in position semi (grid) unitized system of structural glazing (with open joints) for linear as well as curvilinear portions of the building for all heights and all levels, including: a) Structural analysis & design and preparation of shop drawings for the specified design loads conforming to IS 875 part III (the system must passed the proof test at 1.5 times design wind pressure without any failure), including functional design of the aluminum sections for fixing glazing panels of various thicknesses, aluminium cleats, sleeves and splice plates etc. gaskets, screws, toggles, nuts, bolts, clamps etc., structural and weather silicone sealants, flashings, fire stop (barrier)-cumsmoke seals, microwave cured EPDM gaskets for water tightness, pressure equalisation & drainage and protection against fire hazard including: b) Fabricating and supplying serrated M.S. hot dip galvanised / Aluminium alloy of 6005 T5 brackets of required sizes, sections and profiles etc. to accommodate 3 Dimentional movement for achieving perfect verticality and fixing structural glazing system rigidly to the RCC/ masonry/structural steel framework of building structure using stainless steel anchor fasteners/ bolts, nylon seperator to prevent bimetallic contacts with nuts and washers etc. of stainless steel grade 316, of the required capacity and in required numbers. c) Providing and filling, two part pump filled, structural silicone sealant and one part weather silicone sealant compatible with the structural silicone sealant of required bite size in a clean and controlled factory / work shop environment , including double sided spacer tape, setting blocks and backer rod, all of approved grade, brand and manufacture, as per the approved sealant design, within and all around the perimeter for holding glass. d) Providing and fixing in position flashings of solid aluminium sheet 1 mm thick and of sizes, shapes and profiles, as required as per the site conditions, to seal the gap between the building structure and all its interfaces with curtain glazing to make it watertight. e) Making provision for drainage of moisture/ water that enters the curtain glazing system to make it watertight, by incorporating principles of pressure equalization, providing suitable gutter profiles at bottom (if required), making necessary holes of required sizes and of required numbers etc. complete. This item includes cost of all inputs of designing, labour for fabricating and installation of aluminium grid, installation of glazed units, T&P, scaffolding and other incidental charges including wastages etc., enabling temporary structures and services, cranes or cradles etc. as described above and as specified. The item includes the cost of getting all the structural and functional design including shop drawings checked by a structural designer, dully approved by Engineer-in-charge. The item also includes the cost of all mock ups at site, cost of all samples of the individual components for testing in an approved laboratory, field tests on the assembled working structural glazing as specified, cleaning and protection till the handing over of the building for occupation. In the end, the Contractor shall provide a water tight structural glazing having all the performance characteristics etc. all complete as required, as per the Architectural drawings, as per item description, as specified, as per the approved shop drawings and as directed by the Engineerin- Charge. Note:- 1. The cost of providing extruded aluminium frames, shadow boxes, extruded aluminium section capping for fixing in the grooves of the curtain glazing and vermin proof stainless steel wire mesh shall be paid for separately under relevant items under this sub-head. However, for the purpose of payment, only the actual area of structural glazing (including width of grooves ) on the external face shall be measured in sqm. up to two decimal places. Note:-2. The following performance test are to be conducted on structural glazing system if area of structural glazing exceeds 2500 Sqm from the certified laboratories accreditated by NABL(National Accreditation Board for Testing and Calibration Laboratories), Department of Science & Technologies, India. Cost of testing is payable separately. The NIT approving authority will decide the necessity of testing on the basis of cost of the work, cost of the test and importance of the work. Performance Testing of Structural glazing system Tests to be conducted in the NBL Certified laboratories 1. Performance Laboratory Test for Air Leakage Test (-50pa to – 300pa) & (+50pa to +300pa) as per ASTM E-283-04 testing method for a range of testing limit 1 to 200 mVhr” 2. Static Water Penetration Test. (50pa to 1500pa) as per ASTME- 331-09 testing method for a range up to 2000 ml.” 3. Dynamic Water Penetration (50pa to 1500pa) as per AAMA 501.01-05 testing method for a range upto 2000 ml” 4. Structural Performance Deflection and deformation by static air pressure test (1.5 times desing wind pressure without any failure) as per ASTME-330-10 testing method for a range upto 50 mm” 5. Seismic Movement Test (upto 30 mm) as per AAMA 501.4-09 testing method for Qualitative test” Tests to be conducted on site 6. Onsite Test for Water Leakage for a pressure range 50 kpa to 240 kpa (35psi) upto 2000ml” (PRICE Code: 25.2) | 2560.45 | sqm | PRICE Data | Others | Others
Providing, assembling and supplying vision glass panels (IGUs) comprising of hermetically-sealed 6-12- 6 mm insulated glass (double glazed) vision panel units of size and shape as required and specified, comprising of an outer heat strengthened float glass 6mm thick, of approved colour and shade with reflective soft coating on surface # 2 of approved colour and shade, an inner Heat strengthned clear float glass 6mm thick, spacer tube 12mm wide, dessicants, including primary seal and secondary seal (structural silicone sealant) etc. all complete for the required performances, as per the Architectural drawings, as per the approved shop drawings, as specified and as directed by the Engineer-in-Charge. The IGUs shall be assembled in the factory/ workshop of the glass processor. (Payment for fixing of IGU Panels in the curtain glazing is included in cost of item No.26.2) For payment, only the actual area of glass on face # 1 of the glass panels (excluding the areas of the grooves and weather silicone sealant) provided and fixed in position, shall be measured in sqm. (i) Coloured tinted float glass 6mm thick substrate with reflective soft coating on face # 2, + 12mm Airgap + 6mm Heat Strengthened clear Glass of approved make having properties as visible Light transmittance (VLT) of 25 to 35 %, Light reflection internal 10 to 15%, light reflection external 10 to 20 %, shading coefficient (0.25- 0.28) and U value of 3.0 to 3.3 W/m2 degree K etc. The properties of performance glass shall be decided by technical sanctioning authority as per the site requirement (PRICE Code: 25.3) | 2822.25 | sqm | PRICE Data | Others | Others
Extra for openable side / top hung vision glass panels (IGUs) including providing and supplying at site all accessories and hardwares for the openable panels as specified and of the approved make such as heavy duty stainless steel friction hinges, min 4 -point cremone locking sets with stainless steel plates, handles, buffers etc. including necessary stainless steel screws/ fasteners, nuts, bolts, washers etc. all complete as per the Architectural drawings, as per the approved shop drawings, as specified and as directed by the Engineer-in-Charge. (PRICE Code: 25.4) | 2745.95 | sqm | PRICE Data | Others | Others
Providing,fabricating and supplying shadow box of required size and shape, for fixing in the spandrel portion of the structural glazing, in linear as well as curvilinear portions of the building by providing semi - rigid, inorganic, non- combustible fibre glass wool insulation 50 mm thick, conforming to IS: 8183 and BS: 3958 part 5. The insulation layer shall have facing (factory bonded on surface # 1 of the fibre glass insulation layer), of black non-woven fibre glass tissue of nominal thickness 0.5mm and nominal mass not less than 60 gm/ sqm, made of randomly oriented glass fibres distributed in a binder by a wet-lay process including fixing 1.5 mm thick solid aluminum sheet backing using, 6 mm thick cement board including SS rivets, nuts,bolts, washers etc complete. (PRICE Code: 25.5) | 1635.15 | sqm | PRICE Data | Others | Others
Providing and supplying Spandrel Glass Panels comprising of 6 mm thick heat strengthened monolithic Providing and supplying Spandrel Glass Panels comprising of 6 mm thick heat strengthened monolithic float glass of approved colour and shade with reflective soft coating on surface # 2 of approved colour and shade so as to match the colour and shade of the IGUs in the vision panels etc., all complete for the required performance as specified, as per the architectural drawings, as per the approved shop drawings, as specified, and as directed by the Engineer- in - Charge. For payment, only the actual area of glass on face # 1 of the glass panels (but excluding the area of grooves and weather silicone sealant) provided and fixed in position, shall be measured in sqm. (Payment for fixing of Spandrel Glass panels in the curtain glazing is included in cost of relevent item*). (ii) Coloured tinted float glass 6mm thick substrate with reflective soft coating on face #2, + 12mm Airgap + 6mm Heat Strengthened clear Glass of approved make having properties as visible Light transmittance (VLT) of 25 to 35%, Light reflection internal 10 to 15%, light reflection external 10 to 20%, shading coefficient (0.25 - 0.28) and U value of 3.0 to 3.3 W/m2 degree K etc. The properties of performance glass shall be decided by technical sanctioning authority as per the site requirement. (PRICE Code: 25.6) | 1847.35 | sqm | PRICE Data | Others | Others
Designing, fabricating, testing, installing and fixing in position Curtain Wall with Aluminium Composite Panel Cladding, with open grooves for linear as well as curvilinear portions of the building , for all heights and all levels etc. including: a) Structural analysis & design and preparation of shop drawings for pressure equalisation or rain screen principle as required, proper drainage of water to make it watertight including checking of all the structural and functional design. b) Providing, fabricating and supplying and fixing panels of aluminium composite panel cladding in pan shape in metalic colour of approved shades made out of 4mm thick aluminium composite panel material consisting of 3mm thick FR grade mineral core sandwiched between two Alumini um sheets (each0.5mm thick). The aluminium composite panel cladding sheet shall be coil coated, with Kynar 500based PVDF / Lumiflon based fluoropolymer resin coating of approved colour and shade on face # 1 and polymer (Service) coating on face # 2 as specified using stainless steel screws, nuts, bolts, washers, cleats, weather silicone sealant, backer rods etc. c) The fastening brackets of Aluminium alloy 6005 T5 / MS with Hot Dip Galvanised with serrations and serrated washers to arrest the wind load movement, fasteners, SS 316 Pins and anchor bolts of approved make in SS 316, Nylon separators to prevent bi-metallic contacts all complete required to perform as per specification and drawing The item includes cost of all material & labour component, the cost of all mock ups at site, cost of all samples of the individual components for testing in an approved laboratory, field tests on the assembled working curtain wall with aluminium composite panel cladding, cleaning and protection of the curtain wall with aluminium composite panel cladding till the handing over of the building for occupation. Base frame work for ACP cladding is payable under the relevant aluminium item.s The Contractor shall provide curtain wall with aluminium composite panel cladding, having all the performance characteristics all complete , as per the Architectural drawings, as per item description, as specified, as per the approved shop drawings and as directed by the Engineer-in-Charge. However, for the purpose of payment, only the actual area on the external face of the curtain wall with Aluminum Composite Panel Cladding (including width of groove) shall be measured in sqm. up to two decimal places. (PRICE Code: 25.7) | 3741.45 | sqm | PRICE Data | Others | Others
Design supply & installation of suspended Spider Glazing system designed to withstand the wind pressure as per IS 875 (Part-III). The Suspended System held with Spider Fittings of SS-316 Grade Steel of approved manufacturer with glass panel having 12 mm thick clear toughened glass held together with SS- 316 Grade Stainless steel Spider & bolt assembly with laminated glass fins 21 mm thick. The Glass fins and glass panel assembly shall be connected to Slab/beams by means of SS- 316 Grade stainless steel brackets & Anchor bolts and at the bottom using SS channel of 50x25x2mm using fastener & anchor bolts, non staining weather sealants of approved make, Teflon/ nylon bushes and separators to prevent bi-metallic contacts, all complete to perform as per specification and approved drawings. The complete system to be designed to accommodate thermal expansion & seismic movements etc. The joints between glass panels (6 to 8 mm) and gaps at the perimeter & in U channel of the assembly to be filled with non staining weather sealant, so as to make the entire system fully water proof & dust proof. The rate shall include all design, Engineering and shop drawing including approval from structural designer, labour, T&P, scaffolding, other incidental charges including wastage, enabling temporary services all fitting fixers nut bolts, washer, Buffer plates, fastener, anchors, SS channel laminated glass etc. all complete. For the purpose of payment, actual elevation area of Glazing including thickness of joints and the portion of Glass panel inside the SS channel shall be measured. (PRICE Code: 25.8) | 7058.25 | sqm | PRICE Data | Others | Others
Providing & fixing in position Phenol bonded Bamboowood flooring with planks of sizes 14mm thick, 1800mm length (minimum) and 130 mm wide(minimum), in approved colour, texture and finish, having Performance Appraisal Certificate (PAC) issued by Building Materials & Technology Promotion Council (BMTPC). The flooring shall be fixed with tongue and groove interlocking system, with underlayment of 4mm thick expanded poly ethylene foam sheets having density 40kg/cum, over prepared surface with necessary quarter round planks of size 1900mm x 18mm and door reducer of size 1900mm x 44mm, wherever required. The bomboo wood planks shall have minimum density of 1000 Kg/cum & minimum Hardness 1000 Kgf. with Eco friendly UV coating, all complete as per direction of the Engineer in-charge. (PRICE Code: 26.1) | 4582.95 | sqm | PRICE Data | Others | Others
Providing & fixing in position Phenol bonded Bamboo wood in wall skirting with planks of sizes 14mm thick, 1900mm length (minimum) and 85mm wide(minimum), in approved colour, texture and finish, having Performance Appraisal Certificate (PAC) issued by Building Materials & Technology Promotion Council (BMTPC). The skirting shall be fixed with SS screws & rawl plugs, over underlayment of 4mm thick, expanded poly ethylene foam sheets having 40kg/cum density over prepared surface. The bomboo wood planks shall have minimum density of 1000 Kg/cum & minimum Hardness 1000 Kgf. with Eco friendly UV coating, all complete as per direction of the Engineer in-charge. (PRICE Code: 26.2) | 4481.9 | sqm | PRICE Data | Others | Others
Providing & fixing in position Phenol bonded Bamboo wood panelled or panelled and glazed shutters for doors windows, clerestorey windows with pre-molded 30mm thick planks, in approved colours, texture & finishe. It shall have 10mm wide, 25mm deep grove to fit in panels.The bamboo wood shall have minimum density of 1000 Kg/cum, minimum Hardness 1000 Kgf. All styles and rails shall have profiled interlocking system locked in place by bamboo pins, all complete as per direction of Engineer in charge. (The panelling will be paid for separately). (PRICE Code: 26.4) | 4740.2 | sqm | PRICE Data | Others | Others
Providing & fixing in position Phenol bonded Bamboo wood panelling of 10mm thick, in 25 to 40 mm thick panelled or panelled & glazed shutters for doors, windows, clerestorey windows, in approved colour, texture & finish. The bomboo wood planks shall have minimum density of 1000 Kg/cum & minimum Hardness 1000 Kgf. The panels shall have profiled interlocking system locked in place with bamboo pins all complete as per direction of the Engineer in-charge. (area of opening for panel inserts excluding portion inside grooves or rebates to be measured) (PRICE Code: 26.5) | 3092 | sqm | PRICE Data | Others | Others
Providing & fixing in position 65 mm thick factory made door frame of Phenol bonded Bamboo wood (superior class, interior use), in approved colour, texture and finish.The bamboo wood shall have minimum density of 1000 Kg/cum, minimum Hardness 1000 Kgf. The door frame shall have tenon & mortise interlocking system, to be fixed to the wall with 100 mm size G.I screws all a complete as per direction of Engineer-in charge. (PRICE Code: 26.6) | 220.5 | cud m | PRICE Data | Others | Others
Providing and fixing 50 mm thick extruded polystyrene rigid insulation board of required size between cavity wall, complying with ISO 4898:2008 & ASTM C 578- 08b - type VI, having thermal conductivity of 0.0289 W/m K as per ASTM C 578 (measured as per IS 3346), compressive strength of > 350 kPa listed as per ASTM D 1621, density of 34-36 kg/cum as per ASTM D 1622, water absorptions 1% by volume as per ASTM D 2842, oxygen index of 24.1 to 28.1 listed as per ASTM D 2863, cell size 0.4 mm of dia (max) as per ASTM D 3576. Fire retardent property as per DIN 4102, Part 1 of class B2 and as per ASTM E84 class A, fixed with suitable water based adhesive and fastener, complete in all respect as per the direction of Engineer-in-Charge. (PRICE Code: 26.7) | 700.75 | sqm | PRICE Data | Others | Others
Providing and fixing 50 mm thick extruded polystyrene rigid insulation board of required size under deck on ceiling surface, complying with ISO 4898:2008 & ASTM C 578-08b - type VI, having thermal conductivity of 0.0289 W/m K as per ASTM C 578 (measured as per IS 3346), compressive strength of > 350 kPa listed as per ASTM D 1621, density of 34-36 kg/cum as per ASTM D 1622, water absorptions 1% by volume as per ASTM D 2842, oxygen index of 24.1 to 28.1 listed as per ASTM D 2863, cell size 0.4 mm of dia (max) as per ASTM D 3576. Fire retardent property as per DIN 4102, Part 1 of class B2 and as per ASTM E84 class A, fixed with suitable water based adhesive and fastener, complete in all respect as per the direction of Engineer-in-Charge. (PRICE Code: 26.8) | 756.3 | sqm | PRICE Data | Others | Others
Providing and fixing factory made solid Foam uPVC profile for kitchen cabinet frame (45 x 20 mm) of approved shade, quality and make. The profile shall be laminated on both sides, made from rigid foam sheets (Single extruded) having density 600 Kg/cum and the exposed edges sealed with PVC edge beading of same shade and colour. The frame shall be fire retardent with necessary screw holding capacity. Frame shall be fixed to wall using Expendable Fastner with necesary stainless steel screws, all complete as per direction of Engineer-incharge. (PRICE Code: 26.9) | 327.25 | metre | PRICE Data | Others | Others
Providing and fixing concealed hinge of approved quality for 19-20mm thick door with stainless steel screws complete : (PRICE Code: 26.11) | 91.4 | no | PRICE Data | Others | Others
Providing at all heights, levels and locations Aluminium profile industrial troughed sheet of Alloy 31500/31000/40800, conforming to IS 1254, IS 737, IS 2676. The sheet shall be fixed using self drilling/self tapping SS screws of size 5.5x65 mm with EPDM seal complete upto required pitch in horizontal, vertical or curved surfaces i/c cutting to size and shape where required as per specifications, detail drawings and direction of Engineer-in-Charge. The rate shall be inclusive of all screws, seal, ridge, labour, scaffolding, machinery for fixing and approved sealent where required etc. but excluding the cost of purlins, rafters and trusses. 0.71 mm thick, the profile detail width 1044/920 mm, cover width 1000/875 mm. (PRICE Code: 26.19.1) | 847.35 | sqm | PRICE Data | Others | Others
Providing at all heights, levels and locations Aluminium profile industrial troughed sheet of Alloy 31500/31000/40800, conforming to IS 1254, IS 737, IS 2676. The sheet shall be fixed using self drilling/self tapping SS screws of size 5.5x65 mm with EPDM seal complete upto required pitch in horizontal, vertical or curved surfaces i/c cutting to size and shape where required as per specifications, detail drawings and direction of Engineer-in-Charge. The rate shall be inclusive of all screws, seal, ridge, labour, scaffolding, machinery for fixing and approved sealent where required etc. but excluding the cost of purlins, rafters and trusses. 0.91 mm thick, the profile detail width 1044/920 mm, cover width 1000/875 mm. (PRICE Code: 26.19.2) | 1076.1 | sqm | PRICE Data | Others | Others
Providing and fixing false ceiling at all heights with integral densified calcium silicate reinforced with fibre and natural filler false ceiling tiles of Size 595x595 mm of approved texture, design and patterns having NRC (Noise Reduction coefficient) of 0.50 (minimum) as per IS 8225:1987, Light reflectance of 85% (minimum). Non combustible as per BS:476 (part-4), fire performance as per BS:476 (part 6 &7), humidity resistance of 100%, thermal conductivity < 0.043 W/m K as per ASTM 518:1991,in true horizontal level suspended on interlocking metal T-Grid of hot dipped galvanised iron section of 0.33mm thick (galvanized @ 120 grams per sqm including both sides) comprising of main- T runners of size 24x38 mm of length 3000 mm, cross - T of size 24x32 mm of length 1200 mm and secondary intermediate cross-T of size 24x32 mm of length 600mm to form grid module of size 600 x 600 mm, suspended from ceiling using galvanised mild steel items (galvanizing @ 80 grams per sqm) i.e. 50 mm long, 8 mm outer diameter M-6 dash fasteners, 6 mm dia fully threaded hanger rod upto 1000 mm length and L-shape level adjuster of size 85x25x25x2 mm. Galvanised iron perimeter wall angle of size 24x24x0.40 mm of length 3000 mm to be fixed on periphery wall / partition with the help of plastic rawl plugs at 450 mm center to center and 40 mm long dry wall S.S screws. The work shall be carried out as per specifications, drawing and as per directions of the Engineer-in-Charge. With 15 mm thick tegular edged light weight calcium silicate false ceiling tiles. (PRICE Code: 26.22.1) | 1466.1 | sqm | PRICE Data | Others | Others
Providing and fixing false ceiling at all heights with integral densified calcium silicate reinforced with fibre and natural filler false ceiling tiles of Size 595x595 mm of approved texture, design and patterns having NRC (Noise Reduction coefficient) of 0.50 (minimum) as per IS 8225:1987, Light reflectance of 85% (minimum). Non combustible as per BS:476 (part-4), fire performance as per BS:476 (part 6 &7), humidity resistance of 100%, thermal conductivity < 0.043 W/m K as per ASTM 518:1991, in true horizontal level suspended on interlocking metal powder coated T-Grid of hot dipped galvanised iron section of 0.40 mm thick on Silhouette profile,rotary stiched double webbed white with 6 mm reveal profile (white/black),comprising of main-T runners of size 15x42 mm of length 3000 mm, cross - T of size 15x42 mm of length 1200 mm and secondary intermediate cross-T of size 15x42 mm of length 600mm to form grid module of size 600 x 600 mm, suspended from ceiling using galvanised mild steel items (galvanizing @ 80 grams per sqm) i.e. 50 mm long, 8 mm outer diameter M-6 dash fasteners, 6 mm dia fully threaded hanger rod upto 1000 mm length and L-shape level adjuster of size 85x25x2 mm. Galvanised iron perimeter wall angle of size 22x19x0.40 mm of length 3000 mm to be fixed on periphery wall / partition with the help of plastic rawl plugs at 450 mm center to center and 40mm long dry wall S.S screws. The work shall be carried out as per specifications, drawing and as per directions of the Engineer-in- Charge. With 15 mm thick integral densified micro edge light weight calcium silicate false ceiling tiles (PRICE Code: 26.23.1) | 1695.2 | sqm | PRICE Data | Others | Others
Providing and fixing in position wall panelling at all heights with integral densified calcium silicate panels/tiles of size 595 x 595mm, having NRC (Noise Reduction coefficient) of 0.50 (minimum) as per IS 8225:1987, Light reflectance of 85% (minimum). Non combustible as per BS:476 (part-4), fire performance as per BS:476 (part 6 &7), humidity resistance of 100%, thermal conductivity < 0.043 W/m K as per ASTM 518:1991, comprising of a frame made from especially fabricated galvanised mild steel sheet 0.50 mm thick pressed section (galvanizing @120 grams per sqm including both sides) i.e.vertical studs of size 48 x 34 x 36 mm are placed at 600mm center to center in a floor and ceiling channel section of size 50 x 32m fixed to the floor and soffit at 600mm centers using 12mm dia,50mm long wedge type expanded zinc alloy dash fastner with 10mm bolt. This same channel is then to be fixed in horiziontal direction at 600mm center to center so as to form a grid of 600mm x 600mm. Glasswool of 50mm thickness is then to be inserted in the slots and finally calcium silicate non combustible panels/tiles are to be screw fixed with self tapping pan head nickel coated mild steel screws of size 13 x 3.2mm on to this grid leaving an even groove of 1 mm between the panels. The joints between the panels are to be duly jointed and finished using recommended jointing calcium silicate based compound and fiber joint tape roll 50mm wide (90 metre )roll and two coats of primer suitable for panelling as per manufacturer's specification as per direction of Engineer-in-Charge all complete. With 15 mm thick fully perforated square/butt edge light weight calcium silicate panels/ tiles (PRICE Code: 26.24.1) | 2375.9 | sqm | PRICE Data | Others | Others
Providing and fixing 15 mm thick false ceiling tiles at all heights with integral densified calcium silicate reinforced with fibre and natural filler false ceiling tiles of Size 595x595 mm of approved texture, design and patterns having NRC (Noise Reduction coefficient) of 0.50 (minimum) as per IS 8225:1987, Light reflectance of 85% (minimum). Non combustible as per BS:476 (part-4), fire performance as per BS:476 (part 6 &7), humidity resistance of 100%, thermal conductivity < 0.043 W/m K as per ASTM 518:1991,in true horizontal level on the existing frame work consisting of T-sections and Lsections suitably fixed according to tile size as per direction of Engineer-in-charge. (PRICE Code: 26.25) | 1197.25 | sqm | PRICE Data | Others | Others
Providing & fixing false ceiling at all heights with GRG (Glass Fibre Reinforced Gypsum) false ceiling tiles of Size 595x595 mm of approved texture, design and patterns having moisture content less than 2%, humidity resistance of 99%, NRC0.50 to 0.75 as per IS 8225:1987, Non combustible as per BS 476 (part 4)-1970 and light reflectance of 85% (minimum) to be laid in true horizontal level suspended on inter-locking metal T-Grid of hot dipped galvanised iron section of 0.33mm thick (galvanized @ 120 grams per sqm including both sides) comprising of main-T runners of size 15x32 mm of length 3000 mm, cross - T of size 15x32 mm of length 1200 mm and secondary intermediate cross-T of size 15x32 mm of length 600mm to form grid module of size 600 x 600 mm, suspended from ceiling using galvanised mild steel items (galvanizing @ 80 grams per sqm) i.e. 50 mm long, 8 mm outer diameter M-6 dash fasteners, 6 mm dia fully threaded hanger rod upto 1000 mm length and L-shape level adjuster of size 85x25x2 mm. Galvanised iron perimeter wall angle of size 24x24x0.40 mm of length 3000 mm to be fixed on periphery wall / partition with the help of plastic rawl plugs at 450 mm center to center and 40 mm long dry wall wood screws. The work shall be carried out as per specifications, drawing and as per directions of the Engineer-in-Charge. With semi perforated 12 mm thick micro tegular edged GRG false ceiling tiles. (PRICE Code: 26.26.1) | 1365.45 | sqm | PRICE Data | Others | Others
Providing & fixing false ceiling at all heights with GRG (Glass Fibre Reinforced Gypsum) false ceiling tiles of Size 595x595 mm of approved texture, design and patterns having moisture content less than 2%, humidity resistance of 99%, NRC0.50 to 0.75 as per IS 8225:1987, Non combustible as per BS 476 (part 4)-1970 and light reflectance of 85% (minimum) to be laid in true horizontal level suspended on inter-locking metal T-Grid of hot dipped galvanised iron section of 0.33mm thick (galvanized @ 120 grams per sqm including both sides) comprising of main-T runners of size 15x32 mm of length 3000 mm, cross - T of size 15x32 mm of length 1200 mm and secondary intermediate cross-T of size 15x32 mm of length 600mm to form grid module of size 600 x 600 mm, suspended from ceiling using galvanised mild steel items (galvanizing @ 80 grams per sqm) i.e. 50 mm long, 8 mm outer diameter M-6 dash fasteners, 6 mm dia fully threaded hanger rod upto 1000 mm length and L-shape level adjuster of size 85x25x2 mm. Galvanised iron perimeter wall angle of size 24x24x0.40 mm of length 3000 mm to be fixed on periphery wall / partition with the help of plastic rawl plugs at 450 mm center to center and 40 mm long dry wall wood screws. The work shall be carried out as per specifications, drawing and as per directions of the Engineer-in-Charge. With fully perforated 12 mm thick micro tegular edged or 10 mm thick square edged GRG false ceiling tiles. (PRICE Code: 26.26.2) | 1475.2 | sqm | PRICE Data | Others | Others
Providing and fixing mineral fibre false ceiling tiles at all heights of size 595X595mm of approved texture, design and pattern. The tiles should have Humidity Resistance (RH) of 99%, Light Reflectance ?85%, Thermal Conductivity k = 0.052 - 0.057 w/m K, Fire Performance as per (BS 476 pt - 6 &7)in true horizontal level suspended on interlocking T-Grid of hot dipped all round galvanized iron section of 0.33 mm thick (galvanized @120 gsm ) comprising of main T runners of 15x32 mm of length 3000 mm, cross T of size 15x32mm of length 1200 mm and secondary intermediate cross T of size 15x32 mm of length 600 mm to form grid module of size 600x600 mm suspended from ceiling using galvanized mild steel item (galvanised@80gsm) 50 mm long 8mm outer diameter M-6 dash fasteners, 6 mm diameter fully threaded hanger rod up to 1000 mm length and L-shape level adjuster of size 85x25x2 mm, spaced at 1200 mm centre to centre along main ‘T’. The system should rest on periphery walls /partitions with the help of GI perimeter wall angle of size24x24X3000 mm made of 0.40 mm thick sheet, to be fixed to the wall with help of plastic rawl plug at 450 mm centre to centre & 40 mm long dry wall S.S. screws. The exposed bottom portion of all T-sections used in false ceiling support system shall be pre-painted with polyester baked paint, for all heights. The work shall be carried out as per specifications, drawings and as per directions of the engineer-in-charge. With 16 mm thick beveled tegular mineral fibre false ceiling tile (NRC 0.55 to 0.6) (PRICE Code: 26.27.1) | 1737 | sqm | PRICE Data | Others | Others
Providing and fixing mineral fibre false ceiling tiles at all heights of size 595X595mm of approved texture, design and pattern. The tiles should have Humidity Resistance (RH) of 99%, Light Reflectance ?85%, Thermal Conductivity k = 0.052 - 0.057 w/m K, Fire Performance as per (BS 476 pt - 6 &7)in true horizontal level suspended on interlocking T-Grid of hot dipped all round galvanized iron section of 0.33 mm thick (galvanized @120 gsm ) comprising of main T runners of 15x32 mm of length 3000 mm, cross T of size 15x32mm of length 1200 mm and secondary intermediate cross T of size 15x32 mm of length 600 mm to form grid module of size 600x600 mm suspended from ceiling using galvanized mild steel item (galvanised@80gsm) 50 mm long 8mm outer diameter M-6 dash fasteners, 6 mm diameter fully threaded hanger rod up to 1000 mm length and L-shape level adjuster of size 85x25x2 mm, spaced at 1200 mm centre to centre along main ‘T’. The system should rest on periphery walls /partitions with the help of GI perimeter wall angle of size24x24X3000 mm made of 0.40 mm thick sheet, to be fixed to the wall with help of plastic rawl plug at 450 mm centre to centre & 40 mm long dry wall S.S. screws. The exposed bottom portion of all T-sections used in false ceiling support system shall be pre-painted with polyester baked paint, for all heights. The work shall be carried out as per specifications, drawings and as per directions of the engineer-in-charge. With 20 mm thick beveled tegular mineral fibre false ceiling tile (NRC 0.7) (PRICE Code: 26.27.2) | 1993.95 | sqm | PRICE Data | Others | Others
Providing and fixing mineral fibre false ceiling tiles at all heights of size 595X595mm of approved texture, design and pattern. The tiles should have Humidity Resistance (RH) of 99%, Light Reflectance ?85%, Thermal Conductivity k = 0.052 - 0.057 w/m K, Fire Performance as per (BS 476 pt - 6 &7)in true horizontal level suspended on interlocking T-Grid of hot dipped all round galvanized iron section of 0.33 mm thick (galvanized @120 gsm ) comprising of main T runners of 15x32 mm of length 3000 mm, cross T of size 15x32mm of length 1200 mm and secondary intermediate cross T of size 15x32 mm of length 600 mm to form grid module of size 600x600 mm suspended from ceiling using galvanized mild steel item (galvanised@80gsm) 50 mm long 8mm outer diameter M-6 dash fasteners, 6 mm diameter fully threaded hanger rod up to 1000 mm length and L-shape level adjuster of size 85x25x2 mm, spaced at 1200 mm centre to centre along main ‘T’. The system should rest on periphery walls /partitions with the help of GI perimeter wall angle of size24x24X3000 mm made of 0.40 mm thick sheet, to be fixed to the wall with help of plastic rawl plug at 450 mm centre to centre & 40 mm long dry wall S.S. screws. The exposed bottom portion of all T-sections used in false ceiling support system shall be pre-painted with polyester baked paint, for all heights. The work shall be carried out as per specifications, drawings and as per directions of the engineer-in-charge. With 16 mm thick beveled tegular mineral fibre Anti-microbial false ceiling tile confirming to ISO 5 (class 100 ) specifications (PRICE Code: 26.27.3) | 1847.6 | sqm | PRICE Data | Others | Others
Chipping of unsound/weak concrete material from slabs, beams, columns etc. with manual Chisel and/ or by standard power driven percussion type or of approved make including tapering of all edges, making square shoulders of cavities including cleaning the exposed concrete surface and reinforcement with wire brushes etc. and disposal of debris for all lead and lifts all complete as per direction of Engineer-In-Charge 75mm average thickness (PRICE Code: 26.28.1) | 249.25 | sqm | PRICE Data | Others | Others
Chipping of unsound/weak concrete material from slabs, beams, columns etc. with manual Chisel and/ or by standard power driven percussion type or of approved make including tapering of all edges, making square shoulders of cavities including cleaning the exposed concrete surface and reinforcement with wire brushes etc. and disposal of debris for all lead and lifts all complete as per direction of Engineer-In-Charge 50mm average thickness (PRICE Code: 26.28.2) | 165.5 | sqm | PRICE Data | Others | Others
Chipping of unsound/weak concrete material from slabs, beams, columns etc. with manual Chisel and/ or by standard power driven percussion type or of approved make including tapering of all edges, making square shoulders of cavities including cleaning the exposed concrete surface and reinforcement with wire brushes etc. and disposal of debris for all lead and lifts all complete as per direction of Engineer-In-Charge 25 mm average thickness (PRICE Code: 26.28.3) | 83.8 | sqm | PRICE Data | Others | Others
Cleaning of reinforcement from rust from the reinforcing bars to give it a total rust free steel surface by using alkaline chemical rust remover of approved make with paint brush and removing loose particles after 24 hours of its application with wire brush and thoroughly washing with water and allowing it to dry, all complete as per direction of Engineer-In-Charge. Bars upto 12 mm diameter (PRICE Code: 26.29.1) | 5.1 | metre | PRICE Data | Others | Others
Cleaning of reinforcement from rust from the reinforcing bars to give it a total rust free steel surface by using alkaline chemical rust remover of approved make with paint brush and removing loose particles after 24 hours of its application with wire brush and thoroughly washing with water and allowing it to dry, all complete as per direction of Engineer-In-Charge. Bars above 12 mm diameter (PRICE Code: 26.29.2) | 10.25 | metre | PRICE Data | Others | Others
Drilling suitable holes in reinforced or plain cement concrete with power driven drill machine to a minimum depth of 100mm upto 200mm in RCC beams, lintels, columns and slabs to introduce steel bars for sunshades/balconies including fixing the steel bars in position using epoxy resin anchor grout of approved make but excluding the cost of reinforcement, all complete as per direction of Engineer-In-Charge. Upto and including 12mm dia. (PRICE Code: 26.30.1) | 98.15 | holes | PRICE Data | Others | Others
Providing, mixing and applying bonding coat of approved adhesive on chipped portion of RCC as per specifications and direction of Engineer-In-charge complete in all respect. SBR Polymer (@10% of cement weight) modified cementitious bond coat @2.2 kg cement per sqm of surface area mixed with specified proportion of approved polymer (PRICE Code: 26.31.1) | 101.85 | sqm | PRICE Data | Others | Others
Providing, mixing and applying bonding coat of approved adhesive on chipped portion of RCC as per specifications and direction of Engineer-In-charge complete in all respect. Epoxy bonding adhesive having coverage 2.20 sqm/kg of approved make (PRICE Code: 26.31.2) | 337.25 | sqm | PRICE Data | Others | Others
Providing, mixing and applying SBR polymer (of approved make) modified Cement mortar in proportion of 1:4 (1 cement: 4 graded coarse sand with polymer minimum 2% by wt. of cement used) as per specifications and directions of Engineer-in-charge. Note: Measurement and payment: The pre-measurement of thickness shall be done just after the surface preparation is completed and Payment under this item shall be made only after proper wet curing has been done and surface has been satisfactorily evaluated by sounding / tapping with a blunt metal instrument and/or the 75mm size cube crushing strength at the end of 28 days to be not less than 30 N/Sqmm2). 12 mm average thickness. (PRICE Code: 26.32.1) | 264 | sqm | PRICE Data | Others | Others
Providing, mixing and applying SBR polymer (of approved make) modified Cement mortar in proportion of 1:4 (1 cement: 4 graded coarse sand with polymer minimum 2% by wt. of cement used) as per specifications and directions of Engineer-in-charge. Note: Measurement and payment: The pre-measurement of thickness shall be done just after the surface preparation is completed and Payment under this item shall be made only after proper wet curing has been done and surface has been satisfactorily evaluated by sounding / tapping with a blunt metal instrument and/or the 75mm size cube crushing strength at the end of 28 days to be not less than 30 N/Sqmm2). 25 mm average thickness in 2 layers. (PRICE Code: 26.32.2) | 408.9 | sqm | PRICE Data | Others | Others
Providing, mixing and applying SBR polymer (of approved make) modified Cement mortar in proportion of 1:4 (1 cement: 4 graded coarse sand with polymer minimum 2% by wt. of cement used) as per specifications and directions of Engineer-in-charge. Note: Measurement and payment: The pre-measurement of thickness shall be done just after the surface preparation is completed and Payment under this item shall be made only after proper wet curing has been done and surface has been satisfactorily evaluated by sounding / tapping with a blunt metal instrument and/or the 75mm size cube crushing strength at the end of 28 days to be not less than 30 N/Sqmm2). 50 mm average thickness in 3 layers. (PRICE Code: 26.32.3) | 817.75 | sqm | PRICE Data | Others | Others
Providing, mixing and applying SBR polymer (of approved make @ minimum 2% by wt. of cement used) modified plain/reinforced cement concrete for structural members having minimum characteristic compressive strength [with ordinary portland cement, coarse sand and graded stone aggregate of 10mm maximum size in proportion as per design criteria] with specified average thickness. Note: Rates shall be for finished surface area of concrete and shall include the cost of labour, concrete and appropriate approved Super-Plasticiser for rendering concrete as flowable and SBR polymer but shall exclude cost of reinforcement, bond coat, Shear Keys, centering and shuttering, strutting, propping etc (Payment under this item shall be made only after proper wet curing has been done and surface has been satisfactorily evaluated by sounding/tapping with a blunt metal instrument) 50mm thick in Grade M 25 with cement content not less than 330 kg per cum (PRICE Code: 26.33.1) | 468.7 | sqm | PRICE Data | Others | Others
Providing, mixing and applying SBR polymer (of approved make @ minimum 2% by wt. of cement used) modified plain/reinforced cement concrete for structural members having minimum characteristic compressive strength [with ordinary portland cement, coarse sand and graded stone aggregate of 10mm maximum size in proportion as per design criteria] with specified average thickness. Note: Rates shall be for finished surface area of concrete and shall include the cost of labour, concrete and appropriate approved Super-Plasticiser for rendering concrete as flowable and SBR polymer but shall exclude cost of reinforcement, bond coat, Shear Keys, centering and shuttering, strutting, propping etc (Payment under this item shall be made only after proper wet curing has been done and surface has been satisfactorily evaluated by sounding/tapping with a blunt metal instrument) 75mm thick in Grade M 25 with cement content not less than 330 kg per cum (PRICE Code: 26.33.2) | 703.05 | sqm | PRICE Data | Others | Others
Providing and laying SBR Polymer modified (of approved make @ minimum 2% by wt. of cement used) plain/reinforced concrete jacket for the structural members e.g. columns, pillars, piers, beams etc with concrete having the specified minimum characteristic compressive strength [with ordinary portland cement, coarse sand and graded stone aggregate of 10mm maximum size in proportion as per design criteria] with specified average thickness all-round existing core of RCC member. Note: Rates shall be for finished surface area of concrete and shall include the cost of making holes in existing RCC slab, if required, for pouring concrete in shuttering mould of jacket and appropriate approved Super-Plasticiser for rendering concrete as flowable self compacting and SBR polymer but shall exclude cost of reinforcement, bond coat, Shear Keys, centering and shuttering, strutting, propping etc (Payment under this item shall be made only after proper wet curing has been done and surface has been satisfactorily evaluated by sounding/tapping with a blunt metal instrument) 50mm thick in Grade M 25 with cement content not less than 330 kg per cum (PRICE Code: 26.34.1) | 468.7 | sqm | PRICE Data | Others | Others
Providing and laying SBR Polymer modified (of approved make @ minimum 2% by wt. of cement used) plain/reinforced concrete jacket for the structural members e.g. columns, pillars, piers, beams etc with concrete having the specified minimum characteristic compressive strength [with ordinary portland cement, coarse sand and graded stone aggregate of 10mm maximum size in proportion as per design criteria] with specified average thickness all-round existing core of RCC member. Note: Rates shall be for finished surface area of concrete and shall include the cost of making holes in existing RCC slab, if required, for pouring concrete in shuttering mould of jacket and appropriate approved Super-Plasticiser for rendering concrete as flowable self compacting and SBR polymer but shall exclude cost of reinforcement, bond coat, Shear Keys, centering and shuttering, strutting, propping etc (Payment under this item shall be made only after proper wet curing has been done and surface has been satisfactorily evaluated by sounding/tapping with a blunt metal instrument) 75mm thick in Grade M 25 with cement content not less than 330 kg per cum (PRICE Code: 26.34.2) | 703.05 | sqm | PRICE Data | Others | Others
Providing and laying SBR Polymer modified (of approved make @ minimum 2% by wt. of cement used) plain/reinforced concrete jacket for the structural members e.g. columns, pillars, piers, beams etc with concrete having the specified minimum characteristic compressive strength [with ordinary portland cement, coarse sand and graded stone aggregate of 10mm maximum size in proportion as per design criteria] with specified average thickness all-round existing core of RCC member. Note: Rates shall be for finished surface area of concrete and shall include the cost of making holes in existing RCC slab, if required, for pouring concrete in shuttering mould of jacket and appropriate approved Super-Plasticiser for rendering concrete as flowable self compacting and SBR polymer but shall exclude cost of reinforcement, bond coat, Shear Keys, centering and shuttering, strutting, propping etc (Payment under this item shall be made only after proper wet curing has been done and surface has been satisfactorily evaluated by sounding/tapping with a blunt metal instrument) 100mm thick in Grade M 25 with cement content not less than 330 kg per cum (PRICE Code: 26.34.3) | 937.35 | sqm | PRICE Data | Others | Others
Providing and injecting approved grout in proportion recommended by the manufacturer into cracks/honey-comb area of concrete/masonry by suitable gun/pump at required pressure including cutting of nipples after curing etc. complete as per directions of Engineer-in-Charge. (The payment shall be made on the basis of actual weight of approved grout injected.) Stirrer mixed Acrylic Polymer of approved make @ 2% of weight of cement used) modified Cement slurry made with non shrink compound in concrete/ RCC work (PRICE Code: 26.35.1) | 84.45 | kg | PRICE Data | Others | Others
Providing and injecting approved grout in proportion recommended by the manufacturer into cracks/honey-comb area of concrete/masonry by suitable gun/pump at required pressure including cutting of nipples after curing etc. complete as per directions of Engineer-in-Charge. (The payment shall be made on the basis of actual weight of approved grout injected.) Stirrer mixed SBR Polymer (of approved make) modified Cement slurry made with Shrinkage Compensating Cement in concrete/RCC work. (PRICE Code: 26.35.2) | 88.15 | kg | PRICE Data | Others | Others
Providing and injecting approved grout in proportion recommended by the manufacturer into cracks/honey-comb area of concrete/masonry by suitable gun/pump at required pressure including cutting of nipples after curing etc. complete as per directions of Engineer-in-Charge. (The payment shall be made on the basis of actual weight of approved grout injected.) Epoxy injection grout in concrete/RCC work of approved make (PRICE Code: 26.35.3) | 687.8 | kg | PRICE Data | Others | Others
Cleaning of exposed concrete surface of sticking material including loose and foreign material by sand blasting with coarse sand followed by and including cleaning with oil free air blast as per direction of Engineer in charge. (PRICE Code: 26.37) | 251.65 | sqm | PRICE Data | Others | Others
Shotcreting R.C.C. columns, beams and slabs etc. in layers with approved design mix concrete having the specified minimum characteristic compressive strength [with ordinary portland cement, coarse sand and graded stone aggregate of 10 mm maximum size in proportion as per design criteria] including the cost of centering and shuttering at edges and corners etc. as directed by Engineer- in-Charge Note: Rates shall include the providing necessary ground wires etc. The levelling gauges, if used, shall be paid for separately. Payment under this item shall be made only after proper wet curing has been done and surface has been satisfactorily evaluated by sounding/tapping with a blunt metal instrument. 25mm thick in Grade M 25 with cement content not less than 330 kg per cum (PRICE Code: 26.38.1) | 551.8 | sqm | PRICE Data | Others | Others
Shotcreting R.C.C. columns, beams and slabs etc. in layers with approved design mix concrete having the specified minimum characteristic compressive strength [with ordinary portland cement, coarse sand and graded stone aggregate of 10 mm maximum size in proportion as per design criteria] including the cost of centering and shuttering at edges and corners etc. as directed by Engineer- in-Charge Note: Rates shall include the providing necessary ground wires etc. The levelling gauges, if used, shall be paid for separately. Payment under this item shall be made only after proper wet curing has been done and surface has been satisfactorily evaluated by sounding/tapping with a blunt metal instrument. 50mm thick in Grade M 25 with cement content not less than 330 kg per cum (PRICE Code: 26.38.2) | 876.55 | sqm | PRICE Data | Others | Others
Shotcreting R.C.C. columns, beams and slabs etc. in layers with approved design mix concrete having the specified minimum characteristic compressive strength [with ordinary portland cement, coarse sand and graded stone aggregate of 10 mm maximum size in proportion as per design criteria] including the cost of centering and shuttering at edges and corners etc. as directed by Engineer- in-Charge Note: Rates shall include the providing necessary ground wires etc. The levelling gauges, if used, shall be paid for separately. Payment under this item shall be made only after proper wet curing has been done and surface has been satisfactorily evaluated by sounding/tapping with a blunt metal instrument. 75mm thick in Grade M 25 with cement content not less than 330 kg per cum (PRICE Code: 26.38.3) | 1254.7 | sqm | PRICE Data | Others | Others
Providing and inserting 12mm dia galvanised steel injection nipple in honey comb area and along crack line including drilling of holes of required diametre (20mm to 30mm) up to depth from 30mm to 80mm at required spacing and making the hole & crack dust free by blowing compressed air, sealing the distance between injection nipple with adhesive chemical of approved make and allow it to cure complete as per direction of Engineer-In-Charge. (PRICE Code: 26.39) | 166 | Nos hole | PRICE Data | Others | Others
Providing and fixing hard drawn steel wire fabric of size 75 x25 mm mesh or other suitable size wire mesh to be fixed & firmly anchored to the concrete surface by means of "L" shaped mild steel shear key welded with existing reinforcement including the cost of materials, labour, tool & plants as approved by Engineer-in-charge. (PRICE Code: 26.4) | 696 | sqm | PRICE Data | Others | Others
Designing, providing, installing and fixing factory finished custom designed cold form Light Gauge Steel Framed super structure comprising of steel wall panel, trusses, purlins etc manufactured out of minimum 0.75 mm thick steel sheet as per design requirements. The steel sheet shall be galvanized (AZ-150 gms Aluminium Zinc Alloy coated steel having minimum yield strength 300- 550 Mpa) conforming to AISI specifications and IBC 2009 for cold formed steel framing and construction and also as per IS: 875-1987, ISO 800-1984 and IS: 801- 1975. The wind load shall be as per provisions of IS 875 (part -III). LGSFS frame shall be designed as per IS: 801 using commercially available software such as Frame CAD Pro-11.7/ STAAD PRO-V8i/ArchitekV2.5.16/ Revit architecture-2011 or equivalent. Proper usage of Connection Accessories like Heavy Duty Tension Ties, Light Duty Hold-ons, Twist Straps (to connect truss with wall frames), Strong Tie, Tie Rod, H-Brackets, Boxing Sections, L-Shaped Angles for better structural stability. The framing section shall be cold form C-type having minimum web depth 89 mm x 39mm flange x 11mm lip in required length as per structural design requirement duly punched with dimple/slot at required locations as per approved drawings. The slots will be along centre line of webs and shall be spaced minimum 250mm away from both ends of the member. The frame can be supplied in panelized or knock down condition in specific dimensions and fastened with screws extending through the steel beyond by minimum of three exposed threads. All self drilling tapping screws for joining the members shall have a Type II coating in accordance with ASTM B633(13) or equivalent corrosion protection of gauge 10 & 12, TPI 16 & 8 of length 20mm. The frames shall be fixed to RCC slab or Tie beam over Neoprene rubber using self expanding carbon steel anchor bolt of dia as per approved drawings. design subject to minimum 12mm diameter and 121mm length conforming to AISI 304 and 316 at 500mm c/c with minimum embedment of 100mm in RCC (RCC to be paid separately) and located not more than 300mm from corners or termination of bottom tracks complete in all respects. The item also includes the submission of stability reports duly examined and issued by any NIT/IIT. The rate includes the concept design, detailed design, fabrication of sections, transportation, installation and all required fixing arrangement at site as described above. (PRICE Code: 26.41) | 188.8 | kg | PRICE Data | Others | Others
Providing and fixing of external wall system on Light gauge steel frame work with . Outer face having 6mm thick heavy duty fiber cement board fixed on 9mm thick heavy duty fiber cement board confirming to IS 14862:2000, category IV type A (High pressure steam cured) as per standard sizes fixed with self drilling / taping screws / fasteners @ 60cm c/c of approved make. A grove of 2 mm to 3mm shall be maintained and groves shall be sealed with silicon based sealant. The board shall be fixed in a staggered pattern.Screws shall be of counter sunk rib head of 1.60mm to 4 mm thick of 8 to 10 gauge of length varying from 25 to 45 mm and internal face 12.5mm thick gypsum plaster board fixed on 8mm thick fiber cement board confirming to IS 14862:2000 of category III type B (High pressure steam cured) as per standard sizes fixed with selfdrilling / taping screws / fasteners @ 60cm c/c of approved make, proper taping and jointing to be done using fiber mesh tape and epoxy and acrylic based jointing compound for seamless finish.(cost of frame work to be paid for separately). (PRICE Code: 26.42) | 2968.1 | sqm | PRICE Data | Others | Others
Providing and fixing internal wall panels on Light gauge steel frame work with 12.5mm thick gypsum plaster board conforming IS 2095:2011 fixed on 8mm thick fiber cement board conforming to IS 14862:2000 of category III type B (High pressure steam cured) as per standard sizes fixed with self-drilling / taping screws / fasteners @ 60cm c/c of approved make, Screws shall be of counter sunk rib head of 1.60mm to 4 mm thick of 8 to 10 gauge of length varying from 25 to 45 mm. Proper taping and jointing to be done using fiber mesh tape and epoxy and acrylic based jointing compound for seamless finish.(cost of frame work to be paid for separately) (PRICE Code: 26.43) | 1839.5 | sqm | PRICE Data | Others | Others
Providing and fixing in all exterior face panels breathable vapour barrier underneath the cement fiber board as per National Building Code 2009 complete as per direction of Engineer-in-charge. (PRICE Code: 26.44) | 255.2 | sqm | PRICE Data | Others | Others
Supplying and installation of moisture resistant/fire resistant 6 mm thick Heavy duty fiber cement board (High pressure steam cured) conforming to IS 14862:2000 of category III type B as per standard sizes fixed with self-drilling / taping screws. Screws shall be of counter sunk rib head of 1.60mm to 4 mm thick of 8 to 10 gauge of length varying from 25 to 45 mm. (PRICE Code: 26.45) | 1023.8 | sqm | PRICE Data | Others | Others
Providing and fixing in position, 200 mm thick factory made Expanded Polystyrene Core (EPS Core) wall panels consisting of EPS core sandwiched between two Engineered sheets of welded wire fabric mesh duly finished with shortcrete materials on outer faces. The fabric mesh shall be made of 3 mm dia G.I. wire mesh with 50 mm pitch in both the directions and on both faces of the wall, kept at 120-135 mm gap and connected by the zig zag G.I. wire of 3 mm dia at alternate row by welding (at an angle ranging from 50-70 degree) . The EPS core shall consist of 100 mm thick EPS of density not less than 20 kg/ per cum. Both the outer faces of the panel shall be finished by applying the layer of 50 mm thick cement mortar 1:3 {1 cement: 3 coarse sand (not having more than 40% stone chips of size upto 6 mm)} À with the help of shotcreting/guniting equipment etc at a pressure not less than 1 bar (100Kn/m2) and both surfaces finished with trowel. Fixing operations of wall panels shall be completed in all respect as per drawings and specifications and under the overall direction of the Engineer-in-charge. (PRICE Code: 26.46) | 3346.25 | sqm | PRICE Data | Others | Others
Providing and fixing aluminium formwork for monolithic construction RCC members using grade 5052 aluminium for panel sheets of minimum 4 mm thickness and grade 6061 (Type-6) aluminium for extruded sections. The tolerance of finished panels to be (-1 mm). Pins and wedges to be made of high grade mild steel. All complete as per direction of Engineer-in-charge. (PRICE Code: 26.48) | 175.75 | sqm | PRICE Data | Others | Others
Providing and fixing in position factory made EPS cement sandwich wall/roof/floor light weight solid core panels made of core material of EPS granule balls/beads (conforming to IS 4671:1984 and shall have density not less than 15kg per cum) adhesive, cement, sand, flyash and other bonding material in mortar state processed to form in a preset mould. The outer face on both sides of the panels will be non asbestos fiber cement board confirming to IS 14862:2000 or Calcium silicate board confirming to EN 14306:2009 of 5mm thick each. Panel shall be laid on 6mm thick cement mortar (1 cement: 2 fine sand) mixed with chemical adhesive of 0.5kg per 50kg of cement or shall be preferably fixed into 'C' channel made of 1.2mm thick MS plate screwed/fastenened to the slab/column/beam etc. The panel shall fixed vertically with tongue and groove joint and horizontally locked with steel bar between each other and floors and filled with cement mortar and adhesive. Panels should be used as floor & roofing with additional structural support, steel or RCC depending upon the design. All the operation shall be completed in all respect as per drawings, Manufacturers specifications and under the overall direction of Engineer-in-Charge (Cost of all the material is included except "C channel" which will be paid seperately). Non load bearing panels 50mm thick of required size (PRICE Code: 26.49.1) | 1012.95 | sqm | PRICE Data | Others | Others
Providing and fixing in position factory made EPS cement sandwich wall/roof/floor light weight solid core panels made of core material of EPS granule balls/beads (conforming to IS 4671:1984 and shall have density not less than 15kg per cum) adhesive, cement, sand, flyash and other bonding material in mortar state processed to form in a preset mould. The outer face on both sides of the panels will be non asbestos fiber cement board confirming to IS 14862:2000 or Calcium silicate board confirming to EN 14306:2009 of 5mm thick each. Panel shall be laid on 6mm thick cement mortar (1 cement: 2 fine sand) mixed with chemical adhesive of 0.5kg per 50kg of cement or shall be preferably fixed into 'C' channel made of 1.2mm thick MS plate screwed/fastenened to the slab/column/beam etc. The panel shall fixed vertically with tongue and groove joint and horizontally locked with steel bar between each other and floors and filled with cement mortar and adhesive. Panels should be used as floor & roofing with additional structural support, steel or RCC depending upon the design. All the operation shall be completed in all respect as per drawings, Manufacturers specifications and under the overall direction of Engineer-in-Charge (Cost of all the material is included except "C channel" which will be paid seperately). Non load bearing panels 60mm thick of required size (PRICE Code: 26.49.2) | 1146.8 | sqm | PRICE Data | Others | Others
Providing and fixing in position factory made EPS cement sandwich wall/roof/floor light weight solid core panels made of core material of EPS granule balls/beads (conforming to IS 4671:1984 and shall have density not less than 15kg per cum) adhesive, cement, sand, flyash and other bonding material in mortar state processed to form in a preset mould. The outer face on both sides of the panels will be non asbestos fiber cement board confirming to IS 14862:2000 or Calcium silicate board confirming to EN 14306:2009 of 5mm thick each. Panel shall be laid on 6mm thick cement mortar (1 cement: 2 fine sand) mixed with chemical adhesive of 0.5kg per 50kg of cement or shall be preferably fixed into 'C' channel made of 1.2mm thick MS plate screwed/fastenened to the slab/column/beam etc. The panel shall fixed vertically with tongue and groove joint and horizontally locked with steel bar between each other and floors and filled with cement mortar and adhesive. Panels should be used as floor & roofing with additional structural support, steel or RCC depending upon the design. All the operation shall be completed in all respect as per drawings, Manufacturers specifications and under the overall direction of Engineer-in-Charge (Cost of all the material is included except "C channel" which will be paid seperately). Non load bearing panels 75mm thick of required size (PRICE Code: 26.49.3) | 1393.7 | sqm | PRICE Data | Others | Others
Providing and fixing in position factory made EPS cement sandwich wall/roof/floor light weight solid core panels made of core material of EPS granule balls/beads (conforming to IS 4671:1984 and shall have density not less than 15kg per cum) adhesive, cement, sand, flyash and other bonding material in mortar state processed to form in a preset mould. The outer face on both sides of the panels will be non asbestos fiber cement board confirming to IS 14862:2000 or Calcium silicate board confirming to EN 14306:2009 of 5mm thick each. Panel shall be laid on 6mm thick cement mortar (1 cement: 2 fine sand) mixed with chemical adhesive of 0.5kg per 50kg of cement or shall be preferably fixed into 'C' channel made of 1.2mm thick MS plate screwed/fastenened to the slab/column/beam etc. The panel shall fixed vertically with tongue and groove joint and horizontally locked with steel bar between each other and floors and filled with cement mortar and adhesive. Panels should be used as floor & roofing with additional structural support, steel or RCC depending upon the design. All the operation shall be completed in all respect as per drawings, Manufacturers specifications and under the overall direction of Engineer-in-Charge (Cost of all the material is included except "C channel" which will be paid seperately). Non load bearing panels 90mm thick of required size (PRICE Code: 26.49.4) | 1662.7 | sqm | PRICE Data | Others | Others
Providing and fixing in position factory made EPS cement sandwich wall/roof/floor light weight solid core panels made of core material of EPS granule balls/beads (conforming to IS 4671:1984 and shall have density not less than 15kg per cum) adhesive, cement, sand, flyash and other bonding material in mortar state processed to form in a preset mould. The outer face on both sides of the panels will be non asbestos fiber cement board confirming to IS 14862:2000 or Calcium silicate board confirming to EN 14306:2009 of 5mm thick each. Panel shall be laid on 6mm thick cement mortar (1 cement: 2 fine sand) mixed with chemical adhesive of 0.5kg per 50kg of cement or shall be preferably fixed into 'C' channel made of 1.2mm thick MS plate screwed/fastenened to the slab/column/beam etc. The panel shall fixed vertically with tongue and groove joint and horizontally locked with steel bar between each other and floors and filled with cement mortar and adhesive. Panels should be used as floor & roofing with additional structural support, steel or RCC depending upon the design. All the operation shall be completed in all respect as per drawings, Manufacturers specifications and under the overall direction of Engineer-in-Charge (Cost of all the material is included except "C channel" which will be paid seperately). Non load bearing panels 100mm thick of required size (PRICE Code: 26.49.5) | 1960.7 | sqm | PRICE Data | Others | Others
Providing and fixing in position factory made non asbestos fibre reinforced aerated cement sandwich wall/roof/floor light weight solid core panels made of light weight cement concrete core composed of OPC cement, pulverized flyash, quick lime, cotton pulp & Gypsum in mortar state mixed with aeration agent in a preset mould. The outer face on both sides of the panels will be non asbestos fibre cement board confirming to IS 14862:2000. These solid wall panels are installed using Galvanized iron steel tracks/C channel of 1mm thick of required sizes as recommended by manufacturer's and fixed to floor and RCC soffit in plumb to each other with steel screw/fasteners. The panel shall be fixed vertically with tongue & groove joint with cement based polymer modified jointing compound. The exposed surface finished with fibre mesh/glass fibre tape with polymer based jointing compound having superior flexibility. Panels should be used as floor & roofing with additional structural support, steel or RCC depending upon the design. All the operation shall be completed in all respect as per drawings, Manufacturers specifications and under the overall direction of Engineer-in-Charge (Cost of all the material is included except "tracks/C channel" which will be paid separately). Non load bearing panels 50mm thick of required size (minimum 4mm thick fibre cement board) (PRICE Code: 26.50.1) | 1144.15 | sqm | PRICE Data | Others | Others
Providing and fixing in position factory made non asbestos fibre reinforced aerated cement sandwich wall/roof/floor light weight solid core panels made of light weight cement concrete core composed of OPC cement, pulverized flyash, quick lime, cotton pulp & Gypsum in mortar state mixed with aeration agent in a preset mould. The outer face on both sides of the panels will be non asbestos fibre cement board confirming to IS 14862:2000. These solid wall panels are installed using Galvanized iron steel tracks/C channel of 1mm thick of required sizes as recommended by manufacturer's and fixed to floor and RCC soffit in plumb to each other with steel screw/fasteners. The panel shall be fixed vertically with tongue & groove joint with cement based polymer modified jointing compound. The exposed surface finished with fibre mesh/glass fibre tape with polymer based jointing compound having superior flexibility. Panels should be used as floor & roofing with additional structural support, steel or RCC depending upon the design. All the operation shall be completed in all respect as per drawings, Manufacturers specifications and under the overall direction of Engineer-in-Charge (Cost of all the material is included except "tracks/C channel" which will be paid separately). Non load bearing panels 75mm thick of required size (minimum 5mm thick fibre cement board) (PRICE Code: 26.50.2) | 1333.15 | sqm | PRICE Data | Others | Others
Supplying of standard quality GFRG panel of 124 mm thickness with modular cavities purchased from GFRG panel manufacturing plant in the country, cut to required wall sizes and floor/ roof slab sizes in correct length and height, including cutting of door, window and ventilator opening as per the cutting drawing prepared by architects / design engineers for the construction of GFRG building and loaded in stillages for transportation to the construction site. Cost of panel includes security deposits, hire charges of stillages & jaws, cost of transportation in trucks/ lorries without any damages upto 300kms including all leads and lifts from GFRG manufacturing plant to construction site and unloading at site using suitable fork lift/ crane. (Payment shall be made on the basis of area of one side of panel without reduction of opening of door/ window / ventilator). For transportation above 300kms, additional charges to be paid. (PRICE Code: 26.51) | 1133.4 | sqm | PRICE Data | Others | Others
Erection of GFRG Panels in walls in all floors using suitable crane as per instructions of Engineer-in-Charge, as per cutting drawings and structural drawings, in perfect line and plumb, above RCC plinth beam/GFRG panel below and provide necessary lateral/ slanting support to keep the wall panel in safe position, providing & tieing of Reinforcement as per structural drawings and applying a coat of water repellant coating Zycosil/equivalent or equivalent product (1 Zycosil/equivalent compound :10 water ) to saturation level over RCC plinth beam to provide water proofing treatment to joint between wall panel & plinth beam as per the guide lines / instruction by the engineer in charge. (Cost of reinforcement, water proofing of walls and plinth beam/GFRG panel below joints and installation of door/ window frames before filling of concrete shall be paid separately). The rate quoted shall include making provision for laying of lintels, beams, sunshades, staircase beams, lofts, plumbing work, electrical conduits and any structural insertion etc., as per the drawing and direction of the engineer in charge. The payment shall be made based on the actual exposed area (one side only) of the panel. The work shall be carried out as per the Special Conditions For Glass Fibre Reinforced Gypsum (GFRG) Structures mentioned in NIT. (PRICE Code: 26.52) | 231.4 | sqm | PRICE Data | Others | Others
Laying of GFRG panel as roof / floor slab panel and staircase panel using suitable crane as per instructions of Engineer-in-Charge, including providing support system with 25mm x 300mm-400 mm wide plywood, as runner with proper prop below proposed micro beams including (a) Cutting of top flange of panel to 180 mm wide (leaving 25mm projection on either side) to provide RCC embedded micro beam as per cutting drawings and structural drawings. (b) Reinforcement for micro beams and tie beams to be provided in position with proper anchorage as per structural drawings. (c) Provision for Electrical cabling, fan hooks and laying of pipes for plumbing work. (d) Concreting of Tie beam, micro beam and top of GFRG panels (50 mm thick) with M-25 cement concrete mix using coarse aggregate of size less than 20 mm including laying of 10 gauge 100x100 size weld mesh with 25 mm effective cover from the panel top. (PRICE Code: 26.54) | 247.55 | sqm | PRICE Data | Others | Others
Application of ZMB 60/equivalent solution (100 Kg ZMB 60/equivalent, 1 litre ZMB Nano Thinner, 20 litre water & 1 Litre Zycoprime/equivalent = 122 litre/kg) over already applied coat of Zycosil/equivalent & Zycoprime/equivalent solution on the top of all the RCC plinth beams by brush/spray coat before erection of GFRG over RCC plinth beams in GF. In the case of upper floors 150 mm wide on floor slab for all the external walls, bath/toilet/wet areas (3 hrs drying time) before erection of wall panel on upper floors including erection of parapet wall. (PRICE Code: 26.56) | 248.25 | sqm | PRICE Data | Others | Others
After erection of GFRG wall panels, seal all GFRG wall joints with paper tape temporarily. Water proofing treatment of vertical joints with Zycosil/equivalent water proofing Solution (1 litre of Zycosil/equivalent & 20 litres of water stirred first & 2 litres of Zycoprime/equivalent added and stirred (total 23 litres)) with 50 ml syringe till the gap and in filled concrete is completely saturated. After removing the paper seal, seal off the vertical joints with water proofing material "Grout RW/ equivalent " (Sealing cost excluded.) (PRICE Code: 26.57) | 70.55 | metre | PRICE Data | Others | Others
Filling of joints between RCC plinth beam / floor slab and wall panel of external walls, toilet / bath room / wet areas walls on all floor and parapet wall over roof slab, stair case head room at the time of erection of GFRG panels with Grout RW/ equivalent sealant compound after the erection of panel before the infill of concrete in panel cavities and fine finish. This applies for all horizontal and vertical joints between GFRG wall and slab panels. (PRICE Code: 26.58) | 34.35 | metre | PRICE Data | Others | Others
Water proofing treatment of RCC sunshade with Zycosil/equivalent water proofing Solution (1 litre of Zycosil/equivalent & 20 litres of water stirred first & 2 litres of Zycoprime/equivalent added and stirred (total 23 litres)) till it meets the saturation level and testing as per RILEM or by water drops test in which water drops do not absorb but drops remain or rolls (PRICE Code: 26.6) | 114.15 | sqm | PRICE Data | Others | Others
Designing, Providing, installing and fixing factory finished customed design pregalvanized high tensile steel joists manufactured from G350 Z275 confirming to IS:277-1992, minimum coating of galvanizing 275 gm/sqm, minimum yield stress 35 MPa & minimum tensile strength of 380 MPa placed 1.23 metre apart to support the load of slab etc as per the design & directions of Engineer-in-Charge. (PRICE Code: 26.62) | 121.2 | kg | PRICE Data | Others | Others
Providing and fixing special adjustable lockbars of mild steel E-250 to support the temporary plywood for work between joists during construction as per design & directions of the Engineer-in-charge. (PRICE Code: 26.63) | 17.8 | kg | PRICE Data | Others | Others
Centering and shuttering with 12mm thick shuttering plywood confirming to IS 4990:2011 and removal of form at all heights. Plywood will be supported on lock bars. Suspended floors, roofs, landings, balconies and access platform. (PRICE Code: 26.64.1) | 76.35 | sqm | PRICE Data | Others | Others
Providing and fixing roofing consist of 0.8 mm thick galvanized steel deck sheet confirming to IS 277:1992 used as permanent shuttering over which MS wire mesh 3mm laid at 100x100 mm grid including edge trim covered with concrete. This metal deck will be supported on structural steel beam with shear studs. (Structural steel like Beam, column, joists etc. & concrete of different grade as per design will be paid separately). (PRICE Code: 26.65) | 1260.25 | sqm | PRICE Data | Others | Others
Providing and fixing of external thermal insulation and composite system with First layer of self-extinguishing type Expanded Polystyrene (EPS) insulation boards of 120 mm thick ( max 1mX0.5m section), confirming to IS 4671:1984, having thermal conductivity of 0.034 W/mK, (measured as per IS 3346-1980),density of 20-24 kg/m³ measured as per IS 5688-1982, Fire retardant property self-extinguishing type as per EN 13501-1, bonded with special polymer modified cementitious adhesive confirming to EOTA ETAG 004 (European Technical Approval) formulated to bond polystyrene insulation boards to typical mineral substrate (according to ETAG 004) and Polypropylene mechanical fasteners with plastic pin confirming to EOTA ETAG 014 (European Technical Approval) having dia 10mm & L=200mm on finished level wall and the junction between two adjacent EPS boards to be sealed with low expansion moisture cure Polyurethane Foam. Second layer consists of Fiberglass mesh covered with alkali-resistant coating, mass per unit area > 145 gm/m², mesh size: 3.9x4.0 mm ±10% embedded in special polymer modified cementitious Base Coat with hydrophobes and the corners will be protected with Corner-beads with alkaliresistant mesh wings at least 10 cm wide, mesh mass per unit area min 145 gm/ m². The surface will be levelled, finished, made smooth complete in all respect as per manufactures specification and as per directions of Engineer-in-Charge. (PRICE Code: 26.67) | 2922.65 | sqm | PRICE Data | Others | Others
Providing, erecting, laying and fixing in position in 3.5 to 4 mm thick bamboo mat corrugated sheet (BMCS) as per IS: 15476-2004 in roofing with self drilling screws along with EPDM washers complete or with galvanized iron J or L hooks 8mm dia G.I. plain and bitumen washers etc, all complete as per direction of Engineer-in-Charge. (PRICE Code: 26.6A) | 4452.5 | sqm | PRICE Data | Others | Others
Providing and fixing in position ridges of 3.5 to 4 mm thick bamboo mat ridge cap (BMRC) as per IS: 15476-2004 in roofing with self drilling screws along with EPDM washers complete or with galvanized iron J or L hooks 8mm dia G.I. plain and bitumen washers etc, all complete as per direction of Engineerin-Charge. (PRICE Code: 26.6B) | 3600.35 | metre | PRICE Data | Others | Others
Providing and fixing at all height false ceiling of 4mm thick phenol bonded Bamboo Mat board (595x595mm) conforming to IS:13958-1994 including providing and fixing of frame work made of GI angle 25x25x0.4 mm thick all around suitably fixed to wall with the help of dash fastener and hanger frame (600x600 c/c) made GI slotted Tee having powder coating on bottom side (30x25x0.3 mm thick for main member & 25x25x0.3 mm for cross member) connected to ceiling with 2.64mm GI wire and anchor fastener at every junction and also including cost of making openings for light fittings, grills, diffusers, cut outs made with frame of perimeter channels suitably fixed all complete as per direction of Engineer-in-charge. (PRICE Code: 26.6C) | 2840.3 | sqm | PRICE Data | Others | Others
Providing and fixing at Bamboo Mat board conforming to IS:13958-1994 for partition to frame by bucking or studding with screws etc. complete (Frames, backing or studding to be paid separately) 3 mm thickness (PRICE Code: 26.6D.1) | 2080.2 | sqm | PRICE Data | Others | Others
Providing and fixing at Bamboo Mat board conforming to IS:13958-1994 for partition to frame by bucking or studding with screws etc. complete (Frames, backing or studding to be paid separately) 4 mm thickness (PRICE Code: 26.6D.2) | 2379.8 | sqm | PRICE Data | Others | Others
Providing and fixing at Bamboo Mat board conforming to IS:13958-1994 for partition to frame by bucking or studding with screws etc. complete (Frames, backing or studding to be paid separately) 6 mm thickness (PRICE Code: 26.6D.3) | 2837.9 | sqm | PRICE Data | Others | Others
Providing and fixing at Bamboo Mat board conforming to IS:13958-1994 for partition to frame by bucking or studding with screws etc. complete (Frames, backing or studding to be paid separately) 9 mm thickness (PRICE Code: 26.6D.4) | 3595.65 | sqm | PRICE Data | Others | Others
Providing and fixing at Bamboo Mat board conforming to IS:13958-1994 for partition to frame by bucking or studding with screws etc. complete (Frames, backing or studding to be paid separately) 12 mm thickness (PRICE Code: 26.6D.5) | 4135.45 | sqm | PRICE Data | Others | Others
Providing and fixing at all height wall panelling with phenol bonded Bamboo Mat board conforming to IS:13958-1994 including providing and fixing to frame work made of 50mm x 50mm hardwood plugs including cutting brick work and fixing in cement mortar and making good the wall etc. and also providing and fixing wooden moulded corner beading of triangular shape to the junction of panelling etc. with iron screws all complete as per direction of Engineer-inCharge. 9 mm thickness (PRICE Code: 26.6E.1) | 3857.65 | sqm | PRICE Data | Others | Others
Providing and fixing at all height wall panelling with phenol bonded Bamboo Mat board conforming to IS:13958-1994 including providing and fixing to frame work made of 50mm x 50mm hardwood plugs including cutting brick work and fixing in cement mortar and making good the wall etc. and also providing and fixing wooden moulded corner beading of triangular shape to the junction of panelling etc. with iron screws all complete as per direction of Engineer-inCharge. 12 mm thickness (PRICE Code: 26.6E.2) | 4398.45 | sqm | PRICE Data | Others | Others
Providing and laying 60mm thick factory made cement concrete paver block of approved shape and colour of M -30 grade made of C&D waste by block making machine with vibratory compaction laid in required pattern and including over 50mm thick compacted bed of coarse sand, filling the joints with fine sand etc. all complete as per the direction of Engineer-in-charge. (PRICE Code: 26.72) | 649.9 | sqm | PRICE Data | Others | Others
Fabrication & Manufacturing of Prestressed Hollow Core slab (Hollow area 25 to 30%) of different thickness & modular width 1200 mm in Controlled Factory Environment with approved methodology confirming to IS 10297:1982 by using long line casting method having arrangement of proper steel bed. Concreting should be done by batch mixing plant capable of producing zero slump concrete, transported through automatic shuttels of standard make & layed on bed with the help of extruder/Slipformer, finishing, curing and also provision of steam curing. Cutting, making necessary cutout/holes of required sizes for services in slab element after achieving required strength, yard handling & stacking all complete as per approved shop drawings & design mix as per the direction of the Engineer-in-charge. (Cost of strands should be paid separately). Note: Excess/less cement over the specified cement content used as per design mix is payable/recoverable separately) Extra for using M-50 (Cement content 425 kg) instead of M-40 100 mm thick hollow core slab (PRICE Code: 26.73.2.1) | 15.05 | metre | PRICE Data | Others | Others
Fabrication & Manufacturing of Prestressed Hollow Core slab (Hollow area 25 to 30%) of different thickness & modular width 1200 mm in Controlled Factory Environment with approved methodology confirming to IS 10297:1982 by using long line casting method having arrangement of proper steel bed. Concreting should be done by batch mixing plant capable of producing zero slump concrete, transported through automatic shuttels of standard make & layed on bed with the help of extruder/Slipformer, finishing, curing and also provision of steam curing. Cutting, making necessary cutout/holes of required sizes for services in slab element after achieving required strength, yard handling & stacking all complete as per approved shop drawings & design mix as per the direction of the Engineer-in-charge. (Cost of strands should be paid separately). Note: Excess/less cement over the specified cement content used as per design mix is payable/recoverable separately) Extra for using M-50 (Cement content 425 kg) instead of M-40 120 mm thick hollow core slab (PRICE Code: 26.73.2.2) | 18.05 | metre | PRICE Data | Others | Others
Fabrication & Manufacturing of Prestressed Hollow Core slab (Hollow area 25 to 30%) of different thickness & modular width 1200 mm in Controlled Factory Environment with approved methodology confirming to IS 10297:1982 by using long line casting method having arrangement of proper steel bed. Concreting should be done by batch mixing plant capable of producing zero slump concrete, transported through automatic shuttels of standard make & layed on bed with the help of extruder/Slipformer, finishing, curing and also provision of steam curing. Cutting, making necessary cutout/holes of required sizes for services in slab element after achieving required strength, yard handling & stacking all complete as per approved shop drawings & design mix as per the direction of the Engineer-in-charge. (Cost of strands should be paid separately). Note: Excess/less cement over the specified cement content used as per design mix is payable/recoverable separately) Extra for using M-50 (Cement content 425 kg) instead of M-40 150 mm thick hollow core slab (PRICE Code: 26.73.2.3) | 22.55 | metre | PRICE Data | Others | Others
Fabrication & Manufacturing of Prestressed Hollow Core slab (Hollow area 25 to 30%) of different thickness & modular width 1200 mm in Controlled Factory Environment with approved methodology confirming to IS 10297:1982 by using long line casting method having arrangement of proper steel bed. Concreting should be done by batch mixing plant capable of producing zero slump concrete, transported through automatic shuttels of standard make & layed on bed with the help of extruder/Slipformer, finishing, curing and also provision of steam curing. Cutting, making necessary cutout/holes of required sizes for services in slab element after achieving required strength, yard handling & stacking all complete as per approved shop drawings & design mix as per the direction of the Engineer-in-charge. (Cost of strands should be paid separately). Note: Excess/less cement over the specified cement content used as per design mix is payable/recoverable separately) Extra for using M-50 (Cement content 425 kg) instead of M-40 200 mm thick hollow core slab (PRICE Code: 26.73.2.4) | 28.05 | metre | PRICE Data | Others | Others
Fabrication & Manufacturing of Prestressed Hollow Core slab (Hollow area 25 to 30%) of different thickness & modular width 1200 mm in Controlled Factory Environment with approved methodology confirming to IS 10297:1982 by using long line casting method having arrangement of proper steel bed. Concreting should be done by batch mixing plant capable of producing zero slump concrete, transported through automatic shuttels of standard make & layed on bed with the help of extruder/Slipformer, finishing, curing and also provision of steam curing. Cutting, making necessary cutout/holes of required sizes for services in slab element after achieving required strength, yard handling & stacking all complete as per approved shop drawings & design mix as per the direction of the Engineer-in-charge. (Cost of strands should be paid separately). Note: Excess/less cement over the specified cement content used as per design mix is payable/recoverable separately) Extra for using M-50 (Cement content 425 kg) instead of M-40 250 mm thick hollow core slab (PRICE Code: 26.73.2.5) | 35.1 | metre | PRICE Data | Others | Others
Fabrication & Manufacturing of Prestressed Hollow Core slab (Hollow area 25 to 30%) of different thickness & modular width 1200 mm in Controlled Factory Environment with approved methodology confirming to IS 10297:1982 by using long line casting method having arrangement of proper steel bed. Concreting should be done by batch mixing plant capable of producing zero slump concrete, transported through automatic shuttels of standard make & layed on bed with the help of extruder/Slipformer, finishing, curing and also provision of steam curing. Cutting, making necessary cutout/holes of required sizes for services in slab element after achieving required strength, yard handling & stacking all complete as per approved shop drawings & design mix as per the direction of the Engineer-in-charge. (Cost of strands should be paid separately). Note: Excess/less cement over the specified cement content used as per design mix is payable/recoverable separately) Extra for using M-50 (Cement content 425 kg) instead of M-40 300 mm thick hollow core slab (PRICE Code: 26.73.2.6) | 42.1 | metre | PRICE Data | Others | Others
Fabrication & Manufacturing of Prestressed Hollow Core slab (Hollow area 25 to 30%) of different thickness & modular width 1200 mm in Controlled Factory Environment with approved methodology confirming to IS 10297:1982 by using long line casting method having arrangement of proper steel bed. Concreting should be done by batch mixing plant capable of producing zero slump concrete, transported through automatic shuttels of standard make & layed on bed with the help of extruder/Slipformer, finishing, curing and also provision of steam curing. Cutting, making necessary cutout/holes of required sizes for services in slab element after achieving required strength, yard handling & stacking all complete as per approved shop drawings & design mix as per the direction of the Engineer-in-charge. (Cost of strands should be paid separately). Note: Excess/less cement over the specified cement content used as per design mix is payable/recoverable separately) Extra for using M-50 (Cement content 425 kg) instead of M-40 350 mm thick hollow core slab (PRICE Code: 26.73.2.7) | 49.1 | metre | PRICE Data | Others | Others
Fabrication & Manufacturing of Prestressed Hollow Core slab (Hollow area 25 to 30%) of different thickness & modular width 1200 mm in Controlled Factory Environment with approved methodology confirming to IS 10297:1982 by using long line casting method having arrangement of proper steel bed. Concreting should be done by batch mixing plant capable of producing zero slump concrete, transported through automatic shuttels of standard make & layed on bed with the help of extruder/Slipformer, finishing, curing and also provision of steam curing. Cutting, making necessary cutout/holes of required sizes for services in slab element after achieving required strength, yard handling & stacking all complete as per approved shop drawings & design mix as per the direction of the Engineer-in-charge. (Cost of strands should be paid separately). Note: Excess/less cement over the specified cement content used as per design mix is payable/recoverable separately) Extra for using M-50 (Cement content 425 kg) instead of M-40 400 mm thick hollow core slab (PRICE Code: 26.73.2.8) | 56.1 | metre | PRICE Data | Others | Others
Fabrication & Manufacturing of Prestressed Hollow Core slab (Hollow area 25 to 30%) of different thickness & modular width 1200 mm in Controlled Factory Environment with approved methodology confirming to IS 10297:1982 by using long line casting method having arrangement of proper steel bed. Concreting should be done by batch mixing plant capable of producing zero slump concrete, transported through automatic shuttels of standard make & layed on bed with the help of extruder/Slipformer, finishing, curing and also provision of steam curing. Cutting, making necessary cutout/holes of required sizes for services in slab element after achieving required strength, yard handling & stacking all complete as per approved shop drawings & design mix as per the direction of the Engineer-in-charge. (Cost of strands should be paid separately). Note: Excess/less cement over the specified cement content used as per design mix is payable/recoverable separately) Extra for using M-60 ( Cement content 440kg) instead of M-40 100 mm thick hollow core slab (PRICE Code: 26.73.3.1) | 24.05 | metre | PRICE Data | Others | Others
Fabrication & Manufacturing of Prestressed Hollow Core slab (Hollow area 25 to 30%) of different thickness & modular width 1200 mm in Controlled Factory Environment with approved methodology confirming to IS 10297:1982 by using long line casting method having arrangement of proper steel bed. Concreting should be done by batch mixing plant capable of producing zero slump concrete, transported through automatic shuttels of standard make & layed on bed with the help of extruder/Slipformer, finishing, curing and also provision of steam curing. Cutting, making necessary cutout/holes of required sizes for services in slab element after achieving required strength, yard handling & stacking all complete as per approved shop drawings & design mix as per the direction of the Engineer-in-charge. (Cost of strands should be paid separately). Note: Excess/less cement over the specified cement content used as per design mix is payable/recoverable separately) Extra for using M-60 ( Cement content 440kg) instead of M-40 120 mm thick hollow core slab (PRICE Code: 26.73.3.2) | 28.85 | metre | PRICE Data | Others | Others
Fabrication & Manufacturing of Prestressed Hollow Core slab (Hollow area 25 to 30%) of different thickness & modular width 1200 mm in Controlled Factory Environment with approved methodology confirming to IS 10297:1982 by using long line casting method having arrangement of proper steel bed. Concreting should be done by batch mixing plant capable of producing zero slump concrete, transported through automatic shuttels of standard make & layed on bed with the help of extruder/Slipformer, finishing, curing and also provision of steam curing. Cutting, making necessary cutout/holes of required sizes for services in slab element after achieving required strength, yard handling & stacking all complete as per approved shop drawings & design mix as per the direction of the Engineer-in-charge. (Cost of strands should be paid separately). Note: Excess/less cement over the specified cement content used as per design mix is payable/recoverable separately) Extra for using M-60 ( Cement content 440kg) instead of M-40 150 mm thick hollow core slab (PRICE Code: 26.73.3.3) | 36.1 | metre | PRICE Data | Others | Others
Fabrication & Manufacturing of Prestressed Hollow Core slab (Hollow area 25 to 30%) of different thickness & modular width 1200 mm in Controlled Factory Environment with approved methodology confirming to IS 10297:1982 by using long line casting method having arrangement of proper steel bed. Concreting should be done by batch mixing plant capable of producing zero slump concrete, transported through automatic shuttels of standard make & layed on bed with the help of extruder/Slipformer, finishing, curing and also provision of steam curing. Cutting, making necessary cutout/holes of required sizes for services in slab element after achieving required strength, yard handling & stacking all complete as per approved shop drawings & design mix as per the direction of the Engineer-in-charge. (Cost of strands should be paid separately). Note: Excess/less cement over the specified cement content used as per design mix is payable/recoverable separately) Extra for using M-60 ( Cement content 440kg) instead of M-40 200 mm thick hollow core slab (PRICE Code: 26.73.3.4) | 44.9 | metre | PRICE Data | Others | Others
Fabrication & Manufacturing of Prestressed Hollow Core slab (Hollow area 25 to 30%) of different thickness & modular width 1200 mm in Controlled Factory Environment with approved methodology confirming to IS 10297:1982 by using long line casting method having arrangement of proper steel bed. Concreting should be done by batch mixing plant capable of producing zero slump concrete, transported through automatic shuttels of standard make & layed on bed with the help of extruder/Slipformer, finishing, curing and also provision of steam curing. Cutting, making necessary cutout/holes of required sizes for services in slab element after achieving required strength, yard handling & stacking all complete as per approved shop drawings & design mix as per the direction of the Engineer-in-charge. (Cost of strands should be paid separately). Note: Excess/less cement over the specified cement content used as per design mix is payable/recoverable separately) Extra for using M-60 ( Cement content 440kg) instead of M-40 250 mm thick hollow core slab (PRICE Code: 26.73.3.5) | 56.1 | metre | PRICE Data | Others | Others
Fabrication & Manufacturing of Prestressed Hollow Core slab (Hollow area 25 to 30%) of different thickness & modular width 1200 mm in Controlled Factory Environment with approved methodology confirming to IS 10297:1982 by using long line casting method having arrangement of proper steel bed. Concreting should be done by batch mixing plant capable of producing zero slump concrete, transported through automatic shuttels of standard make & layed on bed with the help of extruder/Slipformer, finishing, curing and also provision of steam curing. Cutting, making necessary cutout/holes of required sizes for services in slab element after achieving required strength, yard handling & stacking all complete as per approved shop drawings & design mix as per the direction of the Engineer-in-charge. (Cost of strands should be paid separately). Note: Excess/less cement over the specified cement content used as per design mix is payable/recoverable separately) Extra for using M-60 ( Cement content 440kg) instead of M-40 300 mm thick hollow core slab (PRICE Code: 26.73.3.6) | 67.35 | metre | PRICE Data | Others | Others
Fabrication & Manufacturing of Prestressed Hollow Core slab (Hollow area 25 to 30%) of different thickness & modular width 1200 mm in Controlled Factory Environment with approved methodology confirming to IS 10297:1982 by using long line casting method having arrangement of proper steel bed. Concreting should be done by batch mixing plant capable of producing zero slump concrete, transported through automatic shuttels of standard make & layed on bed with the help of extruder/Slipformer, finishing, curing and also provision of steam curing. Cutting, making necessary cutout/holes of required sizes for services in slab element after achieving required strength, yard handling & stacking all complete as per approved shop drawings & design mix as per the direction of the Engineer-in-charge. (Cost of strands should be paid separately). Note: Excess/less cement over the specified cement content used as per design mix is payable/recoverable separately) Extra for using M-60 ( Cement content 440kg) instead of M-40 350 mm thick hollow core slab (PRICE Code: 26.73.3.7) | 78.55 | metre | PRICE Data | Others | Others
Fabrication & Manufacturing of Prestressed Hollow Core slab (Hollow area 25 to 30%) of different thickness & modular width 1200 mm in Controlled Factory Environment with approved methodology confirming to IS 10297:1982 by using long line casting method having arrangement of proper steel bed. Concreting should be done by batch mixing plant capable of producing zero slump concrete, transported through automatic shuttels of standard make & layed on bed with the help of extruder/Slipformer, finishing, curing and also provision of steam curing. Cutting, making necessary cutout/holes of required sizes for services in slab element after achieving required strength, yard handling & stacking all complete as per approved shop drawings & design mix as per the direction of the Engineer-in-charge. (Cost of strands should be paid separately). Note: Excess/less cement over the specified cement content used as per design mix is payable/recoverable separately) Extra for using M-60 ( Cement content 440kg) instead of M-40 400 mm thick hollow core slab (PRICE Code: 26.73.3.8) | 89.8 | metre | PRICE Data | Others | Others
Fabrication and manufacturing of solid precast concrete element with provisions of shear keys, connecting loops, dowel tubes and proper lifting accessories for walls, beams, slabs, stairs, column etc, of various thickness, shape and size of different concrete grades manufactured in controlled factory environment with approved methodology including moulds (Pallet system, Tilts form, table moulds, battery moulds, vertical moulds, beam moulds, column moulds, staircase moulds, Facade mould, etc.), mixing, transporting and placing of concrete, vibrating, curing, finishing, making necessary cutout/holes of required sizes for services, yard handling & stacking all complete as per IS 11447:1985 and as per approved shop drawings and design mix as per the direction of Engineerin-Charge (Cost of reinforcement, Mechanical, Electrical and Plumbing inserts will be paid separately). Note: Excess/less cement over the specified cement content used as per design mix is payable/recoverable separately) Extra for using M-40 (Cement content 400 kg) instead of M-35 (PRICE Code: 26.74.2) | 200.45 | cum | PRICE Data | Others | Others
Fabrication and manufacturing of solid precast concrete element with provisions of shear keys, connecting loops, dowel tubes and proper lifting accessories for walls, beams, slabs, stairs, column etc, of various thickness, shape and size of different concrete grades manufactured in controlled factory environment with approved methodology including moulds (Pallet system, Tilts form, table moulds, battery moulds, vertical moulds, beam moulds, column moulds, staircase moulds, Facade mould, etc.), mixing, transporting and placing of concrete, vibrating, curing, finishing, making necessary cutout/holes of required sizes for services, yard handling & stacking all complete as per IS 11447:1985 and as per approved shop drawings and design mix as per the direction of Engineerin-Charge (Cost of reinforcement, Mechanical, Electrical and Plumbing inserts will be paid separately). Note: Excess/less cement over the specified cement content used as per design mix is payable/recoverable separately) Extra for using M-50 (Cement content 425 kg) instead of M-35 (PRICE Code: 26.74.3) | 367.45 | cum | PRICE Data | Others | Others
Fabrication and manufacturing of solid precast concrete element with provisions of shear keys, connecting loops, dowel tubes and proper lifting accessories for walls, beams, slabs, stairs, column etc, of various thickness, shape and size of different concrete grades manufactured in controlled factory environment with approved methodology including moulds (Pallet system, Tilts form, table moulds, battery moulds, vertical moulds, beam moulds, column moulds, staircase moulds, Facade mould, etc.), mixing, transporting and placing of concrete, vibrating, curing, finishing, making necessary cutout/holes of required sizes for services, yard handling & stacking all complete as per IS 11447:1985 and as per approved shop drawings and design mix as per the direction of Engineerin-Charge (Cost of reinforcement, Mechanical, Electrical and Plumbing inserts will be paid separately). Note: Excess/less cement over the specified cement content used as per design mix is payable/recoverable separately) Extra for using M-60 (Cement content 440 kg) instead of M-35 (PRICE Code: 26.74.4) | 467.7 | cum | PRICE Data | Others | Others
Providing & laying in position Prestressing steel strands (low relaxation) on hollow core bed by using mechanical pulling arrangement like Rabbit/ Bed master including all accessories for Stressing & destressing operations as per approved make conforming to IS1343 & grade FY-1860 etc, complete as per drawings and direction of Engineer -in-charge. (PRICE Code: 26.75) | 125.5 | kg | PRICE Data | Others | Others
Transportation of Precast Elements by flat bed Trailor (Double / Triple axle 40ft Length with proper accessories like A frame etc) from factory, including the cost of loading , unloading & stacking at site with the help of required capacity cranes. Lead within 15km (PRICE Code: 26.76.1) | 385.5 | MT | PRICE Data | Others | Others
Transportation of Precast Elements by flat bed Trailor (Double / Triple axle 40ft Length with proper accessories like A frame etc) from factory, including the cost of loading , unloading & stacking at site with the help of required capacity cranes. Add/Deduct over item 26.76.1 for every additional lead of 5 km (PRICE Code: 26.76.2) | 84.35 | MT | PRICE Data | Others | Others
Erection & Installation of Precast/Prestressed Concrete elements in correct & final position with proper line level and plumb at site making all arrangements (i.e cranes, push-pull jacks & all another T & P for lifting Placing & Alignment of elements, within erection tolerance as per IS 15916 as per approved shop drawings and all complete as per the direction of Engineer-in-Charge but excluding the cost of sim pads, non shrink grout and steel works i.e hangers. All work up to fifth floor. Prestressed hollow core Slab up to 200 mm thickness (PRICE Code: 26.77.1) | 139.65 | sqm | PRICE Data | Others | Others
Erection & Installation of Precast/Prestressed Concrete elements in correct & final position with proper line level and plumb at site making all arrangements (i.e cranes, push-pull jacks & all another T & P for lifting Placing & Alignment of elements, within erection tolerance as per IS 15916 as per approved shop drawings and all complete as per the direction of Engineer-in-Charge but excluding the cost of sim pads, non shrink grout and steel works i.e hangers. All work up to fifth floor. Prestressed hollow core slab above 200 mm up to 400 mm thickness (PRICE Code: 26.77.2) | 240.6 | sqm | PRICE Data | Others | Others
Erection & Installation of Precast/Prestressed Concrete elements in correct & final position with proper line level and plumb at site making all arrangements (i.e cranes, push-pull jacks & all another T & P for lifting Placing & Alignment of elements, within erection tolerance as per IS 15916 as per approved shop drawings and all complete as per the direction of Engineer-in-Charge but excluding the cost of sim pads, non shrink grout and steel works i.e hangers. All work up to fifth floor. Solid concrete wall elements (PRICE Code: 26.77.3) | 1864.35 | cum | PRICE Data | Others | Others
Providing & Applying weather proof sealant on outer joints of approved make confirming to IS & directed by Engineer-in-charge. Sealant 25 mmx10mm at joints (PRICE Code: 26.78.1) | 118.9 | metre | PRICE Data | Others | Others
Providing & Laying of levelling sim pads required sizes (5x5cm to 10x10cm) of PVC / Rubber to adjust level of bearing surface of supporting members as per the direction of Engineer in charge. 2 mm thick (PRICE Code: 26.79.1) | 20.55 | no | PRICE Data | Others | Others
Providing & Laying of levelling sim pads required sizes (5x5cm to 10x10cm) of PVC / Rubber to adjust level of bearing surface of supporting members as per the direction of Engineer in charge. 5 mm thick (PRICE Code: 26.79.2) | 26.35 | no | PRICE Data | Others | Others
Providing & Laying of levelling sim pads required sizes (5x5cm to 10x10cm) of PVC / Rubber to adjust level of bearing surface of supporting members as per the direction of Engineer in charge. 10 mm thick (PRICE Code: 26.79.3) | 37.95 | no | PRICE Data | Others | Others
Providing & Grouting of dowel tubes / Shear keys / Joints of precast members with M-60 grade cementitious grout (Non Shrink) of approved make by suitable means ( Free flowing /pump),curing etc. Complete as per directions of Engineerin-charge. (The payment shall be made on the basis of actual weight of approved grout injected.) Stirrer mixed cementitious grout (non shrink) of approved make in dowel tubes / Shear keys / Joints of precast members. (PRICE Code: 26.80.1) | 64.5 | kg | PRICE Data | Others | Others
Trenching in ordinary soil up to a depth of 60 cm including removal and stacking of serviceable materials and then disposing of surplus soil, by spreading and neatly levelling within a lead of 50 m and making up the trenched area to proper levels by filling with earth or earth mixed with sludge or / and manure before and after flooding trench with water (excluding cost of imported earth, sludge or manure). (PRICE Code: 30.2.1) | 69.35 | cum | PRICE Data | Others | Others
Supplying and stacking of good earth at site including royalty and carriage upto 5 k.m. lead complete (earth measured in stacks will be reduced by 20% for payment). (PRICE Code: 30.2.2) | 420.05 | cum | PRICE Data | Others | Others
Supplying and stacking sludge at site including royalty and carriage upto 5 k.m. lead complete (sludge measured in stacks will be reduced by 8% for payment). (PRICE Code: 30.2.3) | 235.55 | cum | PRICE Data | Others | Others
Supplying and stacking at site dump manure from approved source, including carriage upto 5 k.m. lead complete (manure measured in stacks will be reduced by 8% for payment) : Screened through sieve of I.S. designation 20 mm (PRICE Code: 30.2.4.1) | 189.2 | cum | PRICE Data | Others | Others
Screened through sieve of I.S. designation 16 mm Details of cost for one cum (PRICE Code: 30.2.4.2) | 221.6 | cum | PRICE Data | Others | Others
Screened through sieve of I.S. designation 4.75 mm (PRICE Code: 30.2.4.3) | 247.55 | cum | PRICE Data | Others | Others
Rough dressing the trenched ground including breaking clods. (PRICE Code: 30.2.5) | 1.35 | sqm | PRICE Data | Others | Others
Uprooting weeds from the trenched area after 10 to 15 days of its flooding with water including disposal of uprooted vegetation. (PRICE Code: 30.2.6) | 4.35 | sqm | PRICE Data | Others | Others
Fine dressing of the ground (PRICE Code: 30.2.7) | 3.25 | sqm | PRICE Data | Others | Others
Spreading of sludge, dump manure and/or good earth in required thickness as per direction of officer-in-charge (cost of sludge, dump manure and/ or good earth to be paid separately). (PRICE Code: 30.2.8) | 46.6 | cum | PRICE Data | Others | Others
Mixing earth and sludge or manure in the required proportion specified or directed by the Officer-in-charge (PRICE Code: 30.2.9) | 32.4 | cum | PRICE Data | Others | Others
Grassing with selection No. 1 grass including watering and maintenance of the lawn for 60 days or more till the grass forms a thick lawn, free from weeds and fit for mowing including supplying good earth, if needed (the grass and good earth shall be paid for separately). In rows 5 cm apart in both directions (PRICE Code: 30.2.10.1) | 15.7 | sqm | PRICE Data | Others | Others
Grassing with selection No. 1 grass including watering and maintenance of the lawn for 60 days or more till the grass forms a thick lawn, free from weeds and fit for mowing including supplying good earth, if needed (the grass and good earth shall be paid for separately). With grass Turf (PRICE Code: 30.2.10.2) | 11.8 | sqm | PRICE Data | Others | Others
Renovating lawns including weeding, cheeling the grass, forking the ground, top dressing with sludge or manure, mixing the same with forked soil, watering and maintaining the lawn for 30 days or more till the grass forms a thick lawn free from weeds and fit for mowing and disposal of rubbish as directed, including supplying good earth if needed but excluding the cost of sludge or manure (the good earth shall be paid for separately). (PRICE Code: 30.2.11) | 30.5 | sqm | PRICE Data | Others | Others
Uprooting rank vegetation and weeds by digging the area to a depth of 60 cm, removing all weeds and other growth with roots by forking repeatedly, breaking clods, rough dressing, flooding with water, uprooting fresh growths after 10 to 15 days and then fine dressing for planting new grass, including disposal of all rubbish with all leads and lifts. (PRICE Code: 30.2.12) | 54.1 | sqm | PRICE Data | Others | Others
Preparation of beds for hedging and shrubbery by excavating 60 cm deep and trenching the excavated base to a further depth of 30 cm, refilling the excavated earth after breaking clods and mixing with sludge or manure in the ratio of 8:1 (8 parts of stacked volume of earth after reduction by 20% : one part of stacked volume of sludge or manure after reduction by 8%), flooding with water, filling with earth if necessary, watering and finally fine dressing, leveling etc. including stacking and disposal of materials declared unserviceable and surplus earth by spreading and leveling as directed, within a lead of 50 m, lift up to 1.5 m complete (cost of sludge, manure or extra earth to be paid for separately). (PRICE Code: 30.2.13) | 197.7 | cum | PRICE Data | Others | Others
Digging holes in ordinary soil and refilling the same with the excavated earth mixed with manure or sludge in the ratio of 2:1 by volume (2 parts of stacked volume of earth after reduction by 20% : 1 part of stacked volume of manure after reduction by 8%) flooding with water, dressing including removal of rubbish and surplus earth, if any, with all leads and lifts (cost of manure, sludge or extra good earth if needed to be paid for separately) : Holes 1.2 m dia and 1.2 m deep (PRICE Code: 30.2.14.1) | 309.9 | holes | PRICE Data | Others | Others
Digging holes in ordinary soil and refilling the same with the excavated earth mixed with manure or sludge in the ratio of 2:1 by volume (2 parts of stacked volume of earth after reduction by 20% : 1 part of stacked volume of manure after reduction by 8%) flooding with water, dressing including removal of rubbish and surplus earth, if any, with all leads and lifts (cost of manure, sludge or extra good earth if needed to be paid for separately) : Holes 90 cm dia, and 90 cm deep (PRICE Code: 30.2.14.2) | 132.4 | holes | PRICE Data | Others | Others
Digging holes in ordinary soil and refilling the same with the excavated earth mixed with manure or sludge in the ratio of 2:1 by volume (2 parts of stacked volume of earth after reduction by 20% : 1 part of stacked volume of manure after reduction by 8%) flooding with water, dressing including removal of rubbish and surplus earth, if any, with all leads and lifts (cost of manure, sludge or extra good earth if needed to be paid for separately) : Holes 60 cm dia, and 60 cm deep (PRICE Code: 30.2.14.3) | 40.55 | holes | PRICE Data | Others | Others
Digging holes in ordinary soil and refilling the same with the excavated earth mixed with manure or sludge in the ratio of 2:1 by volume (2 parts of stacked volume of earth after reduction by 20% : 1 part of stacked volume of manure after reduction by 8%) flooding with water, dressing including removal of rubbish and surplus earth, if any, with all leads and lifts (cost of manure, sludge or extra good earth if needed to be paid for separately) : Holes 45 cm dia, and 45 cm deep (PRICE Code: 30.2.14.4) | 17.4 | holes | PRICE Data | Others | Others
Half brick circular tree guard in bricks, internal diameter 1.25 metre and height 1.2 metre above ground and 0.20 m below ground, bottom two courses laid dry and top three courses in cement mortar 1:6 (1 cement : 6 fine sand) and the intermediate courses being in dry honey comb masonry as per design complete: With common burnt clay F.P.S. (non modular) bricks of class designation 5 (PRICE Code: 30.2.15.1) | 1548.2 | tree guard | PRICE Data | Others | Others
Providing and fixing M.S. flat iron tree guard 60 cm dia and 2 m high, above ground consisting 4 nos 25 x 6 mm, 2.25 m long and 8 nos 25 x 3 mm 2 m long verticals M.S. flats, riveted to 3 nos 25 x 6 mm M.S. flat iron rings in two halves, fixing together at site with required six numbers of 8 mm dia and 30 mm long bolts, including painting two coats with synthetic enamel paint of approved brand and manufacture over a coat of primer. One name plate of 1 mm thick M.S. sheet of size 250x100 mm shall be welded to the tree guard near the middle height and lettered CPWD / PWD/ any other approved name. The tree guard shall be suitably fixed to the ground by embedding four legs of tree guard in pits of suitable dia and to a depth of 25 cm, refilling the pits with soil and ramming, complete in all respect as per satisfaction and direction of Officer-in-charge. (PRICE Code: 30.2.16) | 4180 | tree guard | PRICE Data | Others | Others
Making tree guard 53 cm dia and 1.3 m high as per design from empty coal tar drums, supplied free by the department, including providing and fixing 2 nos M.S. sheet rings 50 x 0.5 mm fixed with rivets complete in all respects including painting inside and outside of tree guard with: A coat of coal tar (PRICE Code: 30.2.17.1) | 345.45 | tree guard | PRICE Data | Others | Others
Making tree guard 53 cm dia and 1.3 m high as per design from empty coal tar drums, supplied free by the department, including providing and fixing 2 nos M.S. sheet rings 50 x 0.5 mm fixed with rivets complete in all respects including painting inside and outside of tree guard with: Two or more coats of synthetic enamel paint of approved quality shade over a priming coat (PRICE Code: 30.2.17.2) | 574.1 | tree guard | PRICE Data | Others | Others
Making tree guard 53 cm dia and 2 m high as per design from empty coal tar drums, supplied free by the department, including providing and fixing four legs 40 cm long of 30 x 3 mm M.S. flat riveted to tree guard and providing and fixing 2 nos M.S. sheet rings 50 x 0.5 mm fixed with rivets complete in all respects including painting inside and outside of tree guard with : A coat of coal tar (PRICE Code: 30.2.18.1) | 625.15 | tree guard | PRICE Data | Others | Others
Making tree guard 53 cm dia and 2 m high as per design from empty coal tar drums, supplied free by the department, including providing and fixing four legs 40 cm long of 30 x 3 mm M.S. flat riveted to tree guard and providing and fixing 2 nos M.S. sheet rings 50 x 0.5 mm fixed with rivets complete in all respects including painting inside and outside of tree guard with : Two or more coats of synthetic enamel paint of approved quality and shade over a priming coat (PRICE Code: 30.2.18.2) | 977.65 | tree guard | PRICE Data | Others | Others
Edging with bricks laid dry length wise, including required excavation, refilling, consolidating with hand packing and spreading surplus earth neatly within a lead of 50 m : Common burnt clay F.P.S. (non modular) bricks of class designation 7.5 (PRICE Code: 30.2.19.1) | 38.05 | metre | PRICE Data | Others | Others
Filling mixture of earth and sludge or manure in the desired proportion in trenches, flooding with water and leveling (cost of supplying earth and sludge or manure and mixing excluded). (PRICE Code: 30.2.20) | 16.2 | cum | PRICE Data | Others | Others
Excavation in dumped stones or malba including stacking of serviceable and unserviceable material separately and disposal of unserviceable material, lead up to 50 m and lift up to 1.5 m, disposed material to be neatly dressed. (PRICE Code: 30.2.21) | 453.7 | cum | PRICE Data | Others | Others
Excavation in bajri path including stacking of serviceable and unserviceable material separately, lead up to 50 m and lift up to 1.5 m, disposed material to be neatly dressed. (PRICE Code: 30.2.22) | 505.55 | cum | PRICE Data | Others | Others
Excavation in water bound macadam road including stacking the serviceable and unserviceable material, separately and disposal of unserviceable material, lead up to 50 m and lift up to 1.5 m, disposed material to be neatly dressed. (PRICE Code: 30.2.23) | 622.2 | cum | PRICE Data | Others | Others
Flooding the ground with water including making kiaries and dismantling the same (PRICE Code: 30.2.24) | 1.95 | sqm | PRICE Data | Others | Others
Supplying and stacking of well decayed cattle manure at site including royalty and carriage upto 5 k.m. lead complete (cattle manure measured in stacks will reduced by 8% for Payment). (PRICE Code: 30.2.25) | 189.1 | cum | PRICE Data | Others | Others
Providing and fixing M. S. tree guard 45 cm square in plan, height 1.20 metre above ground level and 0.40 metre below ground level. The vertical members shall consist of four nos. angle iron of size 25x25x3 mm, 1.6 m long, one at each corner and 8 nos flat iron of size 25x3 mm, 1.2 m long. The vertical mambers shall be welded to 4 nos. 25x6 mm M. S. flats placed horizontally around the vertical member of the cage. One name plate of 1 mm thick M.S. sheet of size 250x100 mm shall be welded to the tree guard near the middle height and lettered CPWD/ PWD/ any other approved name. The tree guard shall be fixed to the ground by making suitable holes and by embedding four corners leg in the ground, including refilling the earth, compaction etc. complete. The tree guard shall be painted with two or more coats of synthetic enamel paint of approved brand and manufacture over a coat of primer, complete in all respect. (PRICE Code: 30.2.26) | 2117.45 | tree guard | PRICE Data | Others | Others
Providing and fixing M. S. tree guard 50 cm square in plan, height 1.40 metre above ground level and 0.50 metre below ground level. The vertical members shall consist of four nos of angle iron of size 25x25x5 mm 1.9 long, one at each corner and 8 nos flat iron of size 25x5 mm 1.4 long. The vertical members shall be welded to 4 nos 25x6 mm M. S. flats placed horizontally around the vertical member of the cage. One name plate of 1 mm thick M.S. sheet of size 250x100 mm shall be welded to the tree guard near the middle height and lettered CPWD / PWD/ any other approved name. The tree guard shall be fixed to the ground by making suitable holes and by embedding four corners leg in the ground, including refilling the earth, compaction etc. complete. The tree guard shall be painted with two coats of paint of approved brand and manufacture over a coat of primer, complete in all respect (PRICE Code: 30.2.27) | 3296.1 | each | PRICE Data | Others | Others
Preparation of mounds of various size and shape by available excavated / supplied earth in layers not exceeding 20 cm in depth, breaking clods, watering of each layer, dressing etc., lead upto 50 meter and lift upto 1.5 m complete as per direction of Officer-in-charge. (PRICE Code: 30.2.28) | 404.9 | cum | PRICE Data | Others | Others
Providing Circular Cement Concrete pots of specified size, cast with cement concrete of nominal mix 1:2:4 (1 cement: 2 coarse sand: 4 graded stone aggregate 6 mm nominal size), reinforced with 7 Nos ( 3 nos horizontal & 4 nos vertical “ U “ shape) M.S. wires of 3.5 mm dia as per design, including required form work, finishing with cement punning on exposed surface, curing for specified period and stacking in required rows & height, all complete as per direction of Officer-in-charge. Top inside dia 35 cm, outer bottom dia 25 cm, total height 35 cm with wall thickness of 25.4 mm (PRICE Code: 30.2.29.1) | 211.45 | pot | PRICE Data | Others | Others
Providing Circular Cement Concrete pots of specified size, cast with cement concrete of nominal mix 1:2:4 (1 cement: 2 coarse sand: 4 graded stone aggregate 6 mm nominal size), reinforced with 7 Nos ( 3 nos horizontal & 4 nos vertical “ U “ shape) M.S. wires of 3.5 mm dia as per design, including required form work, finishing with cement punning on exposed surface, curing for specified period and stacking in required rows & height, all complete as per direction of Officer-in-charge. Top inside dia 30 cm, outer bottom dia 20 cm, total height 30 cm with wall thickness of 25.4 mm (PRICE Code: 30.2.29.2) | 154.15 | pot | PRICE Data | Others | Others
Providing Square Cement Concrete pots of specified size, cast with cement concrete of nominal mix 1:2:4 (1 cement: 2 coarse sand: 4 graded stone aggregate 6 mm nominal size), reinforced with 7 Nos ( 3 nos horizontal & 4 nos vertical “ U “ shape) M.S. wires of 3.5 mm dia as per design, including required frame work, finishing with cement punning on exposed surface, curing for specified period and stacking in required rows & height, all complete as per direction of Officer-in-charge Top inner width 35 cm, outer bottom width 25 cm, total height 35 cm and wall thickness 25.4 mm (PRICE Code: 30.2.30.1) | 256.4 | pot | PRICE Data | Others | Others
Filling of the following size empty pots with mixture of good earth & manure in the ratio of 2:1 (Two part of Good earth & one port of manure) and placing them on approprite place i/c carriage of earth, manure and pots up to 50 mtr, as per direction of officer incharge. (The cost of good earth, earthen pots & manure will be paid seperately.) Size of Empty Pots 16cm Top dia, 12cm Bottom Dia & 14cm Perpendicular height (PRICE Code: 30.2.31.1) | 5.1 | no | PRICE Data | Others | Others
Filling of the following size empty pots with mixture of good earth & manure in the ratio of 2:1 (Two part of Good earth & one port of manure) and placing them on approprite place i/c carriage of earth, manure and pots up to 50 mtr, as per direction of officer incharge. (The cost of good earth, earthen pots & manure will be paid seperately.) Sub A/R No. 1 Mixing earth and sludge or manure in proportion specified or directed. (PRICE Code: 30.2.31.1.1) | 32.4 | cum | PRICE Data | Others | Others
Filling of the following size empty pots with mixture of good earth & manure in the ratio of 2:1 (Two part of Good earth & one port of manure) and placing them on approprite place i/c carriage of earth, manure and pots up to 50 mtr, as per direction of officer incharge. (The cost of good earth, earthen pots & manure will be paid seperately.) Sub A/R No. 2 Carriage of good earth by manual labour i/c loading unloading and stacking for lead upto 0.50 mtrs. (PRICE Code: 30.2.31.1.2) | 177.55 | cum | PRICE Data | Others | Others
Filling of the following size empty pots with mixture of good earth & manure in the ratio of 2:1 (Two part of Good earth & one port of manure) and placing them on approprite place i/c carriage of earth, manure and pots up to 50 mtr, as per direction of officer incharge. (The cost of good earth, earthen pots & manure will be paid seperately.) Sub A/R No. 3 Carriage of manure by manual labour i/c loading unloading and stacking for lead upto 0.50 mtrs. (PRICE Code: 30.2.31.1.3) | 142.05 | cum | PRICE Data | Others | Others
Filling of the following size empty pots with mixture of good earth & manure in the ratio of 2:1 (Two part of Good earth & one port of manure) and placing them on approprite place i/c carriage of earth, manure and pots up to 50 mtr, as per direction of officer incharge. (The cost of good earth, earthen pots & manure will be paid seperately.) Size of Empty Pots 15cm Top dia, 8cm Bottom Dia & 15cm Perpendicular heig (PRICE Code: 30.2.31.2) | 6.8 | no | PRICE Data | Others | Others
Filling of the following size empty pots with mixture of good earth & manure in the ratio of 2:1 (Two part of Good earth & one port of manure) and placing them on approprite place i/c carriage of earth, manure and pots up to 50 mtr, as per direction of officer incharge. (The cost of good earth, earthen pots & manure will be paid seperately.) Size of Empty Pots 20cm Top dia, 12cm Bottom Dia & 20cm Perpendicular height (PRICE Code: 30.2.31.3) | 10.55 | no | PRICE Data | Others | Others
Filling of the polyurethane bags by mixture of good earth and manure in the ratio of 2:1 (2 part of good earth and 1 part of the cow dung manure) and placing the same of appropriate place (the good earth & cow dung manure polyurethane bags will be provided by the department) all complete as per direction of the Officer-in-charge. Polyurethane bags size 12.5 cm dia X 17.5 cm height (PRICE Code: 30.2.32.1) | 1.6 | no | PRICE Data | Others | Others
Filling of the polyurethane bags by mixture of good earth and manure in the ratio of 2:1 (2 part of good earth and 1 part of the cow dung manure) and placing the same of appropriate place (the good earth & cow dung manure polyurethane bags will be provided by the department) all complete as per direction of the Officer-in-charge. Polyurethane bags size 15cm dia X 20 cm height (PRICE Code: 30.2.32.2) | 3.8 | no | PRICE Data | Others | Others
Filling of the polyurethane bags by mixture of good earth and manure in the ratio of 2:1 (2 part of good earth and 1 part of the cow dung manure) and placing the same of appropriate place (the good earth & cow dung manure polyurethane bags will be provided by the department) all complete as per direction of the Officer-in-charge. Polyurethane bags size 20cm dia X 30 cm height (PRICE Code: 30.2.32.3) | 10.05 | no | PRICE Data | Others | Others
Filling of the polyurethane bags by mixture of good earth and manure in the ratio of 2:1 (2 part of good earth and 1 part of the cow dung manure) and placing the same of appropriate place (the good earth & cow dung manure polyurethane bags will be provided by the department) all complete as per direction of the Officer-in-charge. Polyurethane bags size 20cm dia X 25 cm height (PRICE Code: 30.2.32.4) | 7.75 | no | PRICE Data | Others | Others
Filling of the polyurethane bags by mixture of good earth and manure in the ratio of 2:1 (2 part of good earth and 1 part of the cow dung manure) and placing the same of appropriate place (the good earth & cow dung manure polyurethane bags will be provided by the department) all complete as per direction of the Officer-in-charge. Polyurethane bags size 30 cm dia X 30 cm height (PRICE Code: 30.2.32.5) | 22.65 | no | PRICE Data | Others | Others
Filling of the polyurethane bags by mixture of good earth and manure in the ratio of 2:1 (2 part of good earth and 1 part of the cow dung manure) and placing the same of appropriate place (the good earth & cow dung manure polyurethane bags will be provided by the department) all complete as per direction of the Officer-in-charge. Polyurethane bags size 25 cm dia X 35 cm height (PRICE Code: 30.2.32.6) | 18.3 | no | PRICE Data | Others | Others
Providing and fixing Neelgiri/Mexican grass turf with earth 50mm to 60mm thickness of existing ground prepared with proper level and ramming with required tools wooden (Dhurmos) and than rolling the surface with light roller make the surface smoothen and even, watering with sprinkler (PRICE Code: 30.2.33) | 207.05 | sqm | PRICE Data | Others | Others
Providing & laying Selection no. 1 grass turf with earth 50mm to 60mm thickness of existing ground prepared with proper level and ramming with tools wooden and than rolling the surface with light roller make the surface smoothen and light watering the same, with sprinkler and maintenance for 30 days or more till the grass established properly as per direction of officer in charge. (PRICE Code: 30.2.34) | 80.15 | sqm | PRICE Data | Others | Others
Cutting of Hedge/Edge including removing of cut material, cleaning, hoeing of hedge/edge bed watering, manureing and applying insecticides and fungicides etc.(excluding the cost of material which shall be supplied by the department) and as per direction of officer in charge. (PRICE Code: 30.2.36) | 0 | sqm | PRICE Data | Others | Others
Cutting of designer hedge/edge removing of cut materials, cleaning, hoeing of hedge/edge bed watering manure and applying insecticides and fungicides etc.(excluding the cost of material which shall be supplied by the department) and as per direction of officer in charge (PRICE Code: 30.2.37) | 0 | sqm | PRICE Data | Others | Others
Topairy cutting/shaping of plant removing of cut materials, cleaning, hoeing of plants complete design hoeing of trees (Topairy) watering manure etc.(excluding the cost of material which shall be supplied by the department) and as per direction of officer in charge as per direction of officer in charge. Height of Topairy upto 120 cm. (PRICE Code: 30.2.38.1) | 0 | no | PRICE Data | Others | Others
Topairy cutting/shaping of plant removing of cut materials, cleaning, hoeing of plants complete design hoeing of trees (Topairy) watering manure etc.(excluding the cost of material which shall be supplied by the department) and as per direction of officer in charge as per direction of officer in charge. Height of Topairy above 120 cm. (PRICE Code: 30.2.38.2) | 0 | no | PRICE Data | Others | Others
Complete maintenance of the entire garden features having as per yard stick in the garden area i.e. lawn trees, shrubs, herbs, hedge, flower beds, foliages, creepers etc. including hoeing, weeding pruning replacement of plants, gap filling, watering, mowing of lawn, grass cutting by lawn mover and brush cutter , removal of garden waste, applying insecticide, pesticide & fertilizers(whenever required) top dressing of lawn with good earth and manure and maintenance of other garden related works as directed by office-in-charge (Cost of Good Earth, Manure, Fertilizer, Insecticide , Pesticide , lawn mover and brush cutter with fuel will be provided by the Department & other T & P material/articles shall be provided by the contractor.)and as per direction of officer in charge. Prestigious works / H.M. house & officers entitled to free accommodation. (1.00 Acre=One Mali) As per yard stick (PRICE Code: 30.2.39.1) | 4.15 | per sqm per month | PRICE Data | Others | Others
Complete maintenance of the entire garden features having as per yard stick in the garden area i.e. lawn trees, shrubs, herbs, hedge, flower beds, foliages, creepers etc. including hoeing, weeding pruning replacement of plants, gap filling, watering, mowing of lawn, grass cutting by lawn mover and brush cutter , removal of garden waste, applying insecticide, pesticide & fertilizers(whenever required) top dressing of lawn with good earth and manure and maintenance of other garden related works as directed by office-in-charge (Cost of Good Earth, Manure, Fertilizer, Insecticide , Pesticide , lawn mover and brush cutter with fuel will be provided by the Department & other T & P material/articles shall be provided by the contractor.)and as per direction of officer in charge. Permanent office accommodation. (1.25 Acre=One Mali)As per yard stick (PRICE Code: 30.2.39.2) | 3.35 | per sqm per month | PRICE Data | Others | Others
Complete maintenance of the entire garden features having as per yard stick in the garden area i.e. lawn trees, shrubs, herbs, hedge, flower beds, foliages, creepers etc. including hoeing, weeding pruning replacement of plants, gap filling, watering, mowing of lawn, grass cutting by lawn mover and brush cutter , removal of garden waste, applying insecticide, pesticide & fertilizers(whenever required) top dressing of lawn with good earth and manure and maintenance of other garden related works as directed by office-in-charge (Cost of Good Earth, Manure, Fertilizer, Insecticide , Pesticide , lawn mover and brush cutter with fuel will be provided by the Department & other T & P material/articles shall be provided by the contractor.)and as per direction of officer in charge. Flats. (1.35 Acre=One Mali) As per yard stick (PRICE Code: 30.2.39.3) | 3.1 | per sqm per month | PRICE Data | Others | Others
Complete maintenance of the entire garden features having as per yard stick in the garden area i.e. lawn trees, shrubs, herbs, hedge, flower beds, foliages, creepers etc. including hoeing, weeding pruning replacement of plants, gap filling, watering, mowing of lawn, grass cutting by lawn mover and brush cutter , removal of garden waste, applying insecticide, pesticide & fertilizers(whenever required) top dressing of lawn with good earth and manure and maintenance of other garden related works as directed by office-in-charge (Cost of Good Earth, Manure, Fertilizer, Insecticide , Pesticide , lawn mover and brush cutter with fuel will be provided by the Department & other T & P material/articles shall be provided by the contractor.)and as per direction of officer in charge. MPs accommodation and Govt. officers bungalows. (1.55 Acre=One Mali)As per yard stick (PRICE Code: 30.2.39.4) | 2.7 | per sqm per month | PRICE Data | Others | Others
Complete maintenance of the entire garden features having as per yard stick in the garden area i.e. lawn trees, shrubs, herbs, hedge, flower beds, foliages, creepers etc. including hoeing, weeding pruning replacement of plants, gap filling, watering, mowing of lawn, grass cutting by lawn mover and brush cutter , removal of garden waste, applying insecticide, pesticide & fertilizers(whenever required) top dressing of lawn with good earth and manure and maintenance of other garden related works as directed by office-in-charge (Cost of Good Earth, Manure, Fertilizer, Insecticide , Pesticide , lawn mover and brush cutter with fuel will be provided by the Department & other T & P material/articles shall be provided by the contractor.)and as per direction of officer in charge. Play grounds / Public parks. (2.00 Acre=One Mali)As per yard stick.2.75/2.00 (PRICE Code: 30.2.39.5) | 2.1 | per sqm per month | PRICE Data | Others | Others
Complete maintenance of the entire garden features having as per yard stick in the garden area i.e. lawn trees, shrubs, herbs, hedge, flower beds, foliages, creepers etc. including hoeing, weeding pruning replacement of plants, gap filling, watering, mowing of lawn, grass cutting by lawn mover and brush cutter , removal of garden waste, applying insecticide, pesticide & fertilizers(whenever required) top dressing of lawn with good earth and manure and maintenance of other garden related works as directed by office-in-charge (Cost of Good Earth, Manure, Fertilizer, Insecticide , Pesticide , lawn mover and brush cutter with fuel will be provided by the Department & other T & P material/articles shall be provided by the contractor.)and as per direction of officer in charge. Open spaces (3.00 Acre=One Mali)As per yard stick (PRICE Code: 30.2.39.6) | 1.4 | per sqm per month | PRICE Data | Others | Others
Complete maintenance of the entire garden features having as per yard stick in the garden area i.e. lawn trees, shrubs, herbs, hedge, flower beds, foliages, creepers etc. including hoeing, weeding pruning replacement of plants, gap filling, watering, mowing of lawn, grass cutting by lawn mover and brush cutter , removal of garden waste, applying insecticide, pesticide & fertilizers(whenever required) top dressing of lawn with good earth and manure and maintenance of other garden related works as directed by office-in-charge (Cost of Good Earth, Manure, Fertilizer, Insecticide , Pesticide will be provided by the Department & lawn mover and brush cutter with fuel , other T & P material/articles shall be provided by the contractor.) and as per direction of officer in charge. Prestigious works / H.M. house & officers entitled to free accommodation. (1.00 Acre=One Mali) As per yard stick. (PRICE Code: 30.2.40.1) | 4.3 | per sqm per month | PRICE Data | Others | Others
Complete maintenance of the entire garden features having as per yard stick in the garden area i.e. lawn trees, shrubs, herbs, hedge, flower beds, foliages, creepers etc. including hoeing, weeding pruning replacement of plants, gap filling, watering, mowing of lawn, grass cutting by lawn mover and brush cutter , removal of garden waste, applying insecticide, pesticide & fertilizers(whenever required) top dressing of lawn with good earth and manure and maintenance of other garden related works as directed by office-in-charge (Cost of Good Earth, Manure, Fertilizer, Insecticide , Pesticide will be provided by the Department & lawn mover and brush cutter with fuel , other T & P material/articles shall be provided by the contractor.) and as per direction of officer in charge. Permanent office accommodation. (1.25 Acre=One Mali)As per yard stick.2.85/1.25 (PRICE Code: 30.2.40.2) | 3.4 | sqm | PRICE Data | Others | Others
Complete maintenance of the entire garden features having as per yard stick in the garden area i.e. lawn trees, shrubs, herbs, hedge, flower beds, foliages, creepers etc. including hoeing, weeding pruning replacement of plants, gap filling, watering, mowing of lawn, grass cutting by lawn mover and brush cutter , removal of garden waste, applying insecticide, pesticide & fertilizers(whenever required) top dressing of lawn with good earth and manure and maintenance of other garden related works as directed by office-in-charge (Cost of Good Earth, Manure, Fertilizer, Insecticide , Pesticide will be provided by the Department & lawn mover and brush cutter with fuel , other T & P material/articles shall be provided by the contractor.) and as per direction of officer in charge. Flats. (1.35 Acre=One Mali) As per yard stick.2.85/1.35 (PRICE Code: 30.2.40.3) | 3.15 | sqm | PRICE Data | Others | Others
Complete maintenance of the entire garden features having as per yard stick in the garden area i.e. lawn trees, shrubs, herbs, hedge, flower beds, foliages, creepers etc. including hoeing, weeding pruning replacement of plants, gap filling, watering, mowing of lawn, grass cutting by lawn mover and brush cutter , removal of garden waste, applying insecticide, pesticide & fertilizers(whenever required) top dressing of lawn with good earth and manure and maintenance of other garden related works as directed by office-in-charge (Cost of Good Earth, Manure, Fertilizer, Insecticide , Pesticide will be provided by the Department & lawn mover and brush cutter with fuel , other T & P material/articles shall be provided by the contractor.) and as per direction of officer in charge. MPs accommodation and Govt. officers bungalows. (1.55 Acre=One Mali)As per yard stick. 2.85/1.55 (PRICE Code: 30.2.40.4) | 2.75 | sqm | PRICE Data | Others | Others
Complete maintenance of the entire garden features having as per yard stick in the garden area i.e. lawn trees, shrubs, herbs, hedge, flower beds, foliages, creepers etc. including hoeing, weeding pruning replacement of plants, gap filling, watering, mowing of lawn, grass cutting by lawn mover and brush cutter , removal of garden waste, applying insecticide, pesticide & fertilizers(whenever required) top dressing of lawn with good earth and manure and maintenance of other garden related works as directed by office-in-charge (Cost of Good Earth, Manure, Fertilizer, Insecticide , Pesticide will be provided by the Department & lawn mover and brush cutter with fuel , other T & P material/articles shall be provided by the contractor.) and as per direction of officer in charge. Play grounds / Public parks. (2.00 Acre=One Mali)As per yard stick.2.85/2.00 (PRICE Code: 30.2.40.5) | 2.15 | sqm | PRICE Data | Others | Others
Complete maintenance of the entire garden features having as per yard stick in the garden area i.e. lawn trees, shrubs, herbs, hedge, flower beds, foliages, creepers etc. including hoeing, weeding pruning replacement of plants, gap filling, watering, mowing of lawn, grass cutting by lawn mover and brush cutter , removal of garden waste, applying insecticide, pesticide & fertilizers(whenever required) top dressing of lawn with good earth and manure and maintenance of other garden related works as directed by office-in-charge (Cost of Good Earth, Manure, Fertilizer, Insecticide , Pesticide will be provided by the Department & lawn mover and brush cutter with fuel , other T & P material/articles shall be provided by the contractor.) and as per direction of officer in charge. Open spaces (3.00 Acre=One Mali)As per yard stick.2.85/3.00 0.95 (PRICE Code: 30.2.40.6) | 1.45 | sqm | PRICE Data | Others | Others
Maintenance of Kitchen garden including preparation of beds manuring/fustigation weeding hoewing watering planting of vegetable seeds including spraying of insecticide and pesticide and Harvesting. (Note:-Only Good Earth, Manure, Fertilizer, Insecticide & Pesticide will be provided by the Department And other T & P material/articles shall be provided by the contractor)and as per direction of officer in charge as per direction of officer in charge. (PRICE Code: 30.2.41) | 8.45 | per sqm per month | PRICE Data | Others | Others
Complete maintenance of trees(out side of lawn area), jobs like making of basin at regular interval i/c watering,weeding,prunning & application of fertilizer etc, (excluding the cost of material which shall be supplied by the department) and as per direction of officer in charge. Trees for 250 no/(up to 4 & up to 3 year Slow & Fast growing group =11113.25/250=44.45 Cost for per tree per month (PRICE Code: 30.2.42.1) | 67.4 | no | PRICE Data | Others | Others
Complete maintenance of trees(out side of lawn area), jobs like making of basin at regular interval i/c watering,weeding,prunning & application of fertilizer etc, (excluding the cost of material which shall be supplied by the department) and as per direction of officer in charge. Trees for 300 no/ (4-8 & 5-6 year Slow & Fast growing group) =11113.25/300=37.04 Cost for per tree per month (PRICE Code: 30.2.42.2) | 56.15 | no | PRICE Data | Others | Others
Complete maintenance of trees(out side of lawn area), jobs like making of basin at regular interval i/c watering,weeding,prunning & application of fertilizer etc, (excluding the cost of material which shall be supplied by the department) and as per direction of officer in charge. Trees for 1200 no (beyond 8 year Slow & beyond 6 Fast growing group) =11113.25/1200=9.26 Cost for per tree per month (PRICE Code: 30.2.42.3) | 14.05 | no | PRICE Data | Others | Others
Complete maintenance of shrub(out side of lawn area), jobs like making of basin at regular interval i/c watering,weeding,prunning & application of fertilizer etc, (excluding the cost of material which shall be supplied by the department) and as per direction of officer in charge. (PRICE Code: 30.2.43) | 14.05 | no | PRICE Data | Others | Others
Maintenance of Potted Plants in Earthen pots including resetting/displaying at Nursery, including watering, weeding,hoeing,colouring,transplanting the damaged pots and disposal of generated garbage at specified place as per direction of officer-in-charge. (Note:-Good earth, manure, fertilizer, insecticide & pesticide will be provided by the department) (For Earthen pot 3000 Nos) (PRICE Code: 30.2.44) | 5.6 | no | PRICE Data | Others | Others
Maintenance of Earthen potted plants in displayed at ground floor only in bungalow, office complex including application of good earth, manure, insecticide, pesticide and fertilizer, removing of dry parts by pruning, cleaning dry leaves and displaying in appropriate place and replacement of broken pots coloring of pots and change of location of pots and replacing with fresh plants as and when required ( Materials provided by the department) as per direction of officer in charge (For Earthen pot 750 Nos) (PRICE Code: 30.2.45) | 22.45 | no | PRICE Data | Others | Others
Maintenance of potted plants in Cement pots at ground floor in flats and ground floor bungalow, office complex including application of good earth, manure, insecticide, pesticide and fertilizer, removing of dry parts by pruning, cleaning dry leaves and displaying in appropriate place and replacement of broken pots coloring of pots and change of location of pots and replacing with fresh plants as and when required ( Materials provided by the department) as per direction of officer in charge (For Earthen pot 300 Nos) (PRICE Code: 30.2.46) | 56.15 | no | PRICE Data | Others | Others
Maintenance of potted plants in Earthen pots in displayed at multi storied office buildings, flats and ground floor bungalow, office complex including application of good earth, manure, insecticide, pesticide and fertilizer, removing of dry parts by pruning, cleaning dry leaves and displaying in appropriate place and replacement of broken pots coloring of pots and change of location of pots and replacing with fresh plants as and when required ( Materials provided by the department) as per direction of officer in charge (For Earthen pot 250 Nos) (PRICE Code: 30.2.47) | 67.4 | no | PRICE Data | Others | Others
Weeding out of lawn by removal of all weeds and other wild growth with roots by forking including disposal of garden rubbish with all loads and lifts complete if top dressing required paid separately (cost of manure, sludge or extra good earth to be paid for separately) as per direction and satisfaction of officer in charge Where weeds are up to 50% (PRICE Code: 30.2.48.1) | 0 | sqm | PRICE Data | Others | Others
Weeding out of lawn by removal of all weeds and other wild growth with roots by forking including disposal of garden rubbish with all loads and lifts complete if top dressing required paid separately (cost of manure, sludge or extra good earth to be paid for separately) as per direction and satisfaction of officer in charge Where weeds are up to 25% (PRICE Code: 30.2.48.2) | 0 | sqm | PRICE Data | Others | Others
Providing & fixing of White River (Stone) Pables size of 2" to 2.50" dia in natural colour at site of work including loading, unloading, carriage and all taxes paid etc.and as per direction of officer in charge. (PRICE Code: 30.2.50) | 594.25 | quintal | PRICE Data | Others | Others
Arranging of cut flower in flower vases and display the same in a presentable manner including cleaning of vases and replacement of water etc. complete (Cost of Cut flowers will be paid separately) as per direction of officer in charge For 3 to 6 Spike (PRICE Code: 30.2.51.1) | 10.8 | no | PRICE Data | Others | Others
Arranging of cut flower in flower vases and display the same in a presentable manner including cleaning of vases and replacement of water etc. complete (Cost of Cut flowers will be paid separately) as per direction of officer in charge For 7 to 12 Spike:- (PRICE Code: 30.2.51.2) | 13.5 | no | PRICE Data | Others | Others
Arranging of cut flower in flower vases and display the same in a presentable manner including cleaning of vases and replacement of water etc. complete (Cost of Cut flowers will be paid separately) as per direction of officer in charge For 15 to 20 Spike: (PRICE Code: 30.2.51.3) | 20.25 | no | PRICE Data | Others | Others
Arranging of cut flower in flower vases and display the same in a presentable manner including cleaning of vases and replacement of water etc. complete (Cost of Cut flowers will be paid separately) as per direction of officer in charge For above 20 Spike: (PRICE Code: 30.2.51.4) | 27 | no | PRICE Data | Others | Others
Stage Decoration with arrangement of cut flower height 15 cm to 75 cm with 6 to 8 Row of flower and fillers on the oasis in presentable manner in the tray as per design approved by authority including clearing of site (Cost of Tray, Oasis and Cut flowers will be paid separately) as per direction of officer in charge (PRICE Code: 30.2.52) | 162.05 | metre | PRICE Data | Others | Others
Anti termite treatment by digging holes 30 cm deep and 4 cm dia, 6 to 7 holes around the tree using chemical emulsion at the rate of 1.5 liter per hole in two time or more application to get the trees free from termite infection chemicals used Chlorpyriphos 20% EC in the ratio of 1% concentration and as per direction of officer-in-charge. (PRICE Code: 30.2.54) | 49.55 | each | PRICE Data | Others | Others
Providing and applying anti termite treatment of infected trees i/c all branches/leaves by spraying chemical emulsion 0.5% (Chlorpyriphos 20% EC) concentration through power spray machine (@ 100 ml Chlorpyriphos per tree i/c cost of chemical) and as per direction of officerin-charge. (PRICE Code: 30.2.55) | 54.25 | no | PRICE Data | Others | Others
Anti termite treatment of lawn area through premise 30.50% I P. one liter premise diluted in 499 liters water and applying solution @ 1.00 litre solution per sqm lawn or bed area.(two application) i/c cost of chemical)and as per direction of officer-in-charge. (PRICE Code: 30.2.56) | 7.15 | sqm | PRICE Data | Others | Others
Plantation of Trees, Shrubs, and Hedge at site i/c watering and removal of unsaverieable material?s as per direction of officer in charge (excluding cast of plant & water ) Cost of plantation per trees plants (for 100 nos.=427.45/100) (PRICE Code: 30.2.57.1) | 6.5 | no | PRICE Data | Others | Others
Plantation of Trees, Shrubs, and Hedge at site i/c watering and removal of unsaverieable material?s as per direction of officer in charge (excluding cast of plant & water ) Cost of plantation per Shrubs plants (for 200 nos.=427.45/200) (PRICE Code: 30.2.57.2) | 3.25 | no | PRICE Data | Others | Others
Plantation of Trees, Shrubs, and Hedge at site i/c watering and removal of unsaverieable material?s as per direction of officer in charge (excluding cast of plant & water ) Cost of plantation per Hedge plants (for 300 nos.=427.45/300) (PRICE Code: 30.2.57.3) | 2.15 | no | PRICE Data | Others | Others
Providing and fixing of Tuflex Garden fencing Hexagonal net/or equivalent of green colour having contents Weight grams/sqm. 510 (+/- 8%) in width of 60 cm. with bamboo of 90 cm. length and 18-20 girth. The bamboo should be painted with green colour paint of approved brand and manufacture two or more coats and fixed 30 cm. below ground level and 60 cm. above ground level at a distance of 1.50 mtrs. The net and bamboo should be binded with 2 mm. G.I. Wire at equal distance of three places in each bamboo complete and as per direction of Engineer-in-charge. (PRICE Code: 30.2.58) | 199.9 | sqm | PRICE Data | Others | Others
Pumping or Bailing out water and removing slush etc by using pump set including cost of labour, oil hire charges of pumpset, etc complete (PRICE Code: 50.2.3.1) | 209.9 | hour | PRICE Data | Others | Others
Filling with contractor's own earth ( excluding rock) in trenches, plinth, sides of foundations etc. in layers not exceeding 20 cm in depth, consolidating each deposited layer by ramming and watering, lead up to 50 m and lift up to 1.5 m as per direction of site Engineer-in-charge (PRICE Code: 50.2.25.1) | 387.8 | cum | PRICE Data | Others | Others
Filling with contractor own earth (excluding rock) in open areas in layers not exceeding 20 cm in depth, consolidating each deposited layer by ramming and watering, lead up to 50 m and lift up to 1.5 m as per direction of site Engineer-in-charge. (PRICE Code: 50.2.26.1) | 217.95 | cum | PRICE Data | Others | Others
Cutting branches of trees overhanging above any structures of girth between 40cm to 60cm including stacking of serviceable materials and disposal of unserviceable material, cost of labour, hire charges of rope and pully etc without making any damages to nearby structures etc complete. (PRICE Code: 50.2.33.5) | 226.7 | each | PRICE Data | Others | Others
Cutting branches of trees overhanging above any structures of girth between 60cm to 90cm including stacking of serviceable materials and disposal of unserviceable material, cost of labour, hire charges of rope and pully etc without making any damages to nearby structures etc complete (PRICE Code: 50.2.33.6) | 406.3 | each | PRICE Data | Others | Others
Cutting branches of trees overhanging above any structures of girth between 90cm to 120cm including stacking of serviceable materials and disposal of unserviceable material, cost of labour, hire charges of rope and pully etc without making any damages to nearby structures etc complete. (PRICE Code: 50.2.33.7) | 553.35 | each | PRICE Data | Others | Others
Cutting branches of trees overhanging above any structures of girth beyond 120cm including stacking of serviceable materials and disposal of unserviceable material, cost of labour, hire charges of rope and pully etc without making any damages to nearby structures etc complete. (PRICE Code: 50.2.33.8) | 747.8 | each | PRICE Data | Others | Others
Providing and laying in position cement concrete 1:2:4 ( 1 cement : 2 coarse sand : 4 graded stone aggregate 12.5 mm nominal size) up to floor five level excluding the cost of centering, shuttering, finishing for leveling coarse of floor and roof etc. (PRICE Code: 50.4.1.1) | 5863.3 | cum | PRICE Data | Others | Others
Providing and laying up to floor five level reinforced cement concrete in kerbs, steps and the like excluding the cost of centering, shuttering, finishing and reinforcement with 1:1. 5:3 ( 1 cement :1.5 coarse sand : 3 graded stone aggregate 20 mm nominal size (PRICE Code: 50.5.4) | 7780.75 | cum | PRICE Data | Others | Others
Reinforced cement concrete work in arches, archribs, domes, vaults, shells, folded plate and roof having slope more than 15 degree up to floor five level excluding the cost of centering, shuttering, finishing and reinforcement with 1:1.5:3 ( 1 cement : 1.5 coarse sand: 3 graded stone aggregate 20 mm nominal size). (PRICE Code: 50.5.5) | 8932.3 | cum | PRICE Data | Others | Others
Reinforced cement concrete work in chimneys, shafts, up to floor five level excluding the cost of centering, shuttering, finishing and reinforcement with 1:1.5:3 (1 cement : 1.5 coarse sand: 3 graded stone aggregate 20 mm nominal size) (PRICE Code: 50.5.6) | 8247.3 | cum | PRICE Data | Others | Others
Reinforced cement concrete work in well-staining excluding the cost of centering, shuttering, finishing and reinforcement, with 1:1. 5:3 ( 1 cement : 1.5 coarse sand : 3 graded stone aggregate 20 mm nominal size) (PRICE Code: 50.5.7) | 6311.5 | cum | PRICE Data | Others | Others
Providing and laying in position machine batched and machine mixed design mix M- 20 grade cement concrete for reinforced cement concrete work, using cement content as per approved design mix, including pumping of concrete to site of laying but excluding the cost of centering, shuttering, finishing and reinforcement, including admixtures in recommended proportions as per IS: 9103 to accelerate, retard setting of concrete, improve workability without impairing strength and durability as per direction of Engineer-in-charge. Note: Cement content considered in this item is @ 330 kg/ cum. Excess or less cement used as per design mix is payable or recoverable separately. All work up to plinth level (PRICE Code: 50.5.33.1) | 6942.65 | cum | PRICE Data | Others | Others
Providing and laying in position machine batched and machine mixed design mix M-20 grade cement concrete for reinforced cement concrete work, using cement content as per approved design mix, including pumping of concrete to site of laying but excluding the cost of centering, shuttering, finishing and reinforcement, including admixtures in recommended proportions as per IS: 9103 to accelerate, retard setting of concrete, improve workability without impairing strength and durability as per direction of Engineer-in-charge. Note:- Cement content considered in this item is @ 330 kg/cum. Excess or less cement used as per design mix is payable or recoverable separately. All work above plinth level upto floor V level (PRICE Code: 50.5.33.2) | 8161.1 | cum | PRICE Data | Others | Others
Solid block masonry using pre cast solid blocks ( factory made) of size 40x20x20cm or nearest available size confirming to IS 2185 part 1 of 1979 for foundation and plinth with thickness 20 cm and above in: CM 1:6 ( 1 cement : 6 coarse sand) etc complete (PRICE Code: 50.6.1.1) | 5215.1 | cum | PRICE Data | Others | Others
Solid block masonry using pre cast solid blocks (Factory made) of size 40x20x20cm or nearest available size confirming to IS 2185 part I of 1979 for super structure up to floor two level thickness 20cm and above in: CM 1:6 ( 1 cement: 6 coarse sand) etc complete. (PRICE Code: 50.6.1.2) | 5726.75 | cum | PRICE Data | Others | Others
Solid block masonry using pre cast solid blocks (Factory made) of size 40x20x20cm or nearest available size confirming to IS 2185 Part I of 1979 for super structure above floor two level up to floor V level thickness 20cm and above in: CM 1:6 ( 1 cement :6 coarse sand) etc complete (PRICE Code: 50.6.1.3) | 6459.15 | cum | PRICE Data | Others | Others
Solid block masonry using pre cast solid blocks (Factory made) of size 30x20x20cm or nearest available size confirming to IS 2185 part I of 1979 for foundation and plinth with thickness 20cm and above in: CM 1:6 ( 1 cement : 6 coarse sand ) etc complete (PRICE Code: 50.6.1.4) | 5245.3 | cum | PRICE Data | Others | Others
Solid block masonry using pre cast solid blocks ( Factory made) of size 30x20x20cm or nearest available size confirming to IS 2185 Part I of 1979 for super structure up to floor two level thickness 20cm and above in: CM 1:6 ( 1 cement : 6 coarse sand) etc complete (PRICE Code: 50.6.1.5) | 5757 | cum | PRICE Data | Others | Others
Solid block masonry using pre cast solid blocks (Factory made) of size 30x20x20cm or nearest available size confirming to IS 2185 part I of 1979 for super structure above floor two level upto floor five level thickness 20cm and above in : CM 1:6 ( 1 cement : 6 coarse sand sand) etc complete (PRICE Code: 50.6.1.6) | 6489.35 | cum | PRICE Data | Others | Others
Solid block masonry using pre cast solid blocks ( Factory made) of size 40x20x15cm or nearest available size confirming to IS 2185 part I of 1979 for foundation and plinth with thickness 15 cm in : CM 1:6 ( 1 cement : 6 coarse sand ) etc complete (PRICE Code: 50.6.1.7) | 5422 | cum | PRICE Data | Others | Others
Solid block masonry using pre cast solid blocks (Factory made) of size 40x20x15cm or nearest available size confirming to IS 2185 part I of 1979 for super structure up to floor two level with thickness 15cm in: CM 1:6 ( 1 cement : 6 coarse sand etc complete (PRICE Code: 50.6.1.8) | 5973.1 | cum | PRICE Data | Others | Others
Solid block masonry using pre cast solid blocks( Factory made) of size 40x20x15 cm or nearest available size confirming to IS 2185 part I of 1979 for super structure above floor two level upto floor five level with thickness 15cm in: CM 1:6 ( 1 cement : 6 coarse sand) etc complete (PRICE Code: 50.6.1.9) | 6705.45 | cum | PRICE Data | Others | Others
Solid block masonry using pre cast solid blocks (Factory made) of size 30x20x15 cm or nearest available size confirming to IS 2185 part I of 1979 for foundation and plinth with thickness 15cm in: CM 1:6 ( 1 cement :6 coarse sand) etc complete (PRICE Code: 50.6.2.1) | 5424.65 | cum | PRICE Data | Others | Others
Solid masonry using pre cast solid blocks (factory made) of size 30x20x15cm or nearest available size confirming to IS 2185 part I of 1979 for super structure up to floor two level with thickness 15cm in : CM 1:6 ( 1 cement : 6 coarse sand) etc complete (PRICE Code: 50.6.2.2) | 5975.75 | cum | PRICE Data | Others | Others
Solid block masonry using pre cast solid blocks (Factory made) of size 30x20x15cm or nearest available size confirming to IS 2185 part I of 1979 for super structure above floor two level upto floor five level with thickness 15cm in : CM 1:6 ( 1 cement : 6 coarse sand) etc complete (PRICE Code: 50.6.2.3) | 6708.1 | cum | PRICE Data | Others | Others
Solid block masonry using pre cast solid blocks ( Factory made) of size 40x20x10cm or nearest available size confirming to IS 2185 part I of 1979 for foundation and plinth for 10 cm thick wall in CM 1:6 ( 1 cement : 6 coarse sand) including cost of scaffolding etc complete (PRICE Code: 50.6.3.1) | 6099.05 | cum | PRICE Data | Others | Others
Solid block masonry using pre cast solid blocks (Factory made) of size 40x20x10 cm or nearest available size confirming to IS 2185 part I of 1979 for super structure up to floor two level for 10 cm thick wall in : CM 1:6 ( 1 cement : 6 coarse sand) including cost of scaffolding complete (PRICE Code: 50.6.3.2) | 6689.55 | cum | PRICE Data | Others | Others
Hollow block masonry using pre cast blocks (Factory made) of size 40x20x20cm or nearest available size confirming to IS 2185 part I of 1979 for foundation and plinth with thickness 20cm and above in: CM 1:6 ( 1 cement : 6 coarse sand ) etc complete (PRICE Code: 50.6.4.1) | 4371.45 | cum | PRICE Data | Others | Others
Hollow block masonry using pre cast block (Factory made) of size 40x20x20 cm or nearest available size confirming to IS 2185 part 1 of 1979 for super structure up to floor two level thickness 20cm and above in: CM 1:6 ( 1 cement : 6 coarse sand) etc complete (PRICE Code: 50.6.4.2) | 5557.15 | cum | PRICE Data | Others | Others
Hollow block masonry using pre cast blocks (Factory made) of size 40x20x20cm or nearest available size confirming to IS 2185 part I of 1979 for super structure above floor two level up to floor five level thickness 20cm and above in: CM 1:6 ( 1 cement : 6 coarse sand ) etc complete (PRICE Code: 50.6.4.3) | 5557.15 | cum | PRICE Data | Others | Others
Hollow block masonry using pre cast blocks ( Factory made) of size 40x20x15cm or nearest available size confirming to IS 2185 part 1 of 1979 for foundation and plinth with thickness 15cm in: CM 1:6 ( 1 cement : 6 coarse sand ) etc complete (PRICE Code: 50.6.5.1) | 4626 | cum | PRICE Data | Others | Others
Hollow block masonry using pre cast blocks ( Factory made) of size 40x20x15cm or nearest available size confirming to IS 2185 part 1 of 1979 for super structure up to floor two level with thickness 15cm in: CM 1:6 ( 1 cement : 6 coarse sand ) etc complete (PRICE Code: 50.6.5.2) | 5118.75 | cum | PRICE Data | Others | Others
Hollow block masonry using pre cast blocks ( Factory made) of size 40x20x15cm or nearest available size confirming to IS 2185 part I of 1979 for super structure above floor two level upto floor five level with thickness 15cm in: CM 1:6 ( 1 cement : 6 coarse sand) etc complete (PRICE Code: 50.6.5.3) | 5851.1 | cum | PRICE Data | Others | Others
Hollow block masonry using pre cast solid blocks (factory made) of size 40x20x10cm or nearest available size confirming to IS 2185 part I of 1979 for Super structure up to floor two level for 10 cm thick wall in: CM 1:6 ( 1 cement : 6 coarse sand) including cost of scaffolding etc complete (PRICE Code: 50.6.6.2) | 5656.3 | cum | PRICE Data | Others | Others
Hollow block masonry using pre cast solid blocks ( Factory made ) of size 40x20x10cm or nearest available size confirming to IS 2185 part I of 1979 for Super structure above floor two level upto floor five level for 10cm thick wall in : CM 1:6 ( 1 cement : 6 coarse sand ) including cost of scaffolding etc complete (PRICE Code: 50.6.6.3) | 6492.35 | cum | PRICE Data | Others | Others
Laterate masonry with neatly dressed laterate stone of size 40x20x15cm or nearest size in cement mortar 1:6 for foundation and basement including all cost of materials, labour charges etc. (PRICE Code: 50.6.7.1) | 6388.15 | cum | PRICE Data | Others | Others
Laterate masonry with neatly dressed laterate stone of size 40x20x15cm or nearest size in cement mortar 1:6 for super structure above plinth level up to floor two level including all cost of materials, labour charges etc. (PRICE Code: 50.6.7.2) | 6939.25 | cum | PRICE Data | Others | Others
Laterate masonry with neatly dressed laterate stone of size 40x20x15 cm or nearest size in cement mortar 1:6 for superstructure above floor two level upto floor five level including all cost of materials, labour charges etc. (PRICE Code: 50.6.7.3) | 7671.6 | cum | PRICE Data | Others | Others
Providing wood work in frames of doors, windows, clerestory windows and other frames, wrought framed and fixed in position with hold fast lugs or with dash fasteners of required dia & length (hold fast lugs or dash fastener shall be paid for separately), using good quality Anjili wood /jack wood (PRICE Code: 50.9.1.1) | 103552.5 | cum | PRICE Data | Others | Others
Providing wood work in frames of doors, windows, clerestory windows and other frames, wrought framed and fixed in position with hold fast lugs or with dash fasteners of required dia & length ( hold fast lugs or dash fastener shall be paid for separately) using good quality Pincoda wood (PRICE Code: 50.9.1.2) | 114586.65 | cum | PRICE Data | Others | Others
Providing wood work in frames of doors, windows, clerestory windows and other frames, wrought framed and fixed in position with hold fast lugs or with dash fasteners of required dia & length ( hold fast lugs or dash fastener shall be paid for separately). using good quality Vengai wood (PRICE Code: 50.9.1.3) | 72901.65 | cum | PRICE Data | Others | Others
Providing and fixing paneled and glazed shutters for doors, windows and clerestory windows, 35 mm thick shutters including ISI marked M.S. pressed butt hinges bright finished of required size with necessary screws, excluding panelling which will be paid for separately, all complete as per direction of Engineerin - charge. using Anjili/ Jack wood (PRICE Code: 50.9.2.1) | 2931.9 | sqm | PRICE Data | Others | Others
Providing and fixing panelled or panelled and glazed shutters for doors, windows and clerestory windows, 35 mm thick shutters including ISI marked M.S. pressed butt hinges bright finished of required sized with necessary screws, excluding panelling which will be paid for separately, all complete as per direction of Engineer in-charge using Pincoda wood (PRICE Code: 50.9.2.2) | 3178.7 | sqm | PRICE Data | Others | Others
Providing and fixing paneled or paneled and glazed shutters for doors, windows and clerestory windows, 35 mm thick shutters including ISI marked M.S pressed butt hinges bright finished of required size with necessary screws, excluding paneling which will be paid for separately, all complete as per direction of Engineer in -charge. using Vengai wood (PRICE Code: 50.9.2.3) | 2246.25 | sqm | PRICE Data | Others | Others
Providing and fixing paneled or paneled and glazed shutters for doors, windows and clerestory windows, 30 mm thick shutters including ISI marked M.S. pressed butt hinges bright finished of required size with necessary screws, excluding paneling which will be paid for separately, all complete as per direction 0f Engineer in- charge. using Anjili/ Jack wood (PRICE Code: 50.9.3.1) | 2668.4 | sqm | PRICE Data | Others | Others
Providing and fixing paneled or paneled and glazed shutters for doors, windows and clerestory windows, 30 mm thick shutters including ISI marked M.S. pressed butt hinges bright finished of required size with necessary screws, excluding paneling which will be paid for separately, all complete as per direction of Engineer in-charge. using Pincoda wood. (PRICE Code: 50.9.3.2) | 2881.35 | sqm | PRICE Data | Others | Others
Providing and fixing paneled or paneled and glazed shutters for doors, windows and clerestory windows, 30 mm thick shutters including ISI marked M.S. pressed butt hinges bright finished of required size with necessary screws, excluding paneling which will be paid for separately, all complete as per direction of Engineer-in -charge. using vengai wood (PRICE Code: 50.9.3.3) | 2076.9 | sqm | PRICE Data | Others | Others
Providing and fixing paneling or paneling and glazing in paneled or paneled and glazed shutters for doors, windows and clerestory windows (Area of opening for panel inserts excluding portion inside grooves or rebates to be measured) paneling for paneled or paneled and glazed shutters 25 mm to 40 mm thick using good quality Anjili/ Jack wood (PRICE Code: 50.9.4.1) | 2475.55 | sqm | PRICE Data | Others | Others
Providing and fixing paneling or paneling and glazing in paneled or paneled and glazed shutters for doors, windows and clerestory windows (Area of opening for panel inserts excluding portion inside grooves or rebates to be measured). Paneling for paneled or paneled and glazed shutters 25 mm to 40 mm thick using good quality Pincoda wood (PRICE Code: 50.9.4.2) | 2640.1 | sqm | PRICE Data | Others | Others
Providing and fixing paneling or paneling and glazing in paneled or paneled and glazed shutters for doors, windows and clerestory windows ( Area of opening for panel inserts excluding portion inside grooves or rebates to be measured). Paneling for paneled or paneled and glazed shutters 25 mm to 40 mm thick using good quality Vengai wood (PRICE Code: 50.9.4.3) | 1828.5 | sqm | PRICE Data | Others | Others
Providing and fixing glazed shutters for doors, windows and clerestory windows using 4 mm thick float glass panes including ISI marked M.S pressed butt hinges bright finished of required size with necessary screws. Using Anjili wood/ jack wood 35 mm thick shutters. (PRICE Code: 50.9.5.1) | 3492.1 | sqm | PRICE Data | Others | Others
Providing and fixing glazed shutters for doors, windows and clerestory windows using 4 mm thick float glass panes including ISI marked M.S. pressed butt hinges bright finished of required size with necessary screws. Using Pincoda wood 35 mm thick shutters (PRICE Code: 50.9.5.2) | 3772.8 | sqm | PRICE Data | Others | Others
Providing and fixing glazed shutters for doors, windows and clerestory windows using 4 mm thick float glass panes including ISI marked M.S. pressed butt hinges bright finished of required size with necessary screws. Using Vengai wood 35 mm thick shutters (PRICE Code: 50.9.5.3) | 2712.4 | sqm | PRICE Data | Others | Others
Providing and fixing glazed shutters for doors, windows and clerestory windows using 4 mm thick float glass panes including ISI marked M.S. pressed butt hinges bright finished of required size with necessary screws. Using Anjili wood / jack wood 30 mm thick shutters (PRICE Code: 50.9.6.1) | 3345.6 | sqm | PRICE Data | Others | Others
Providing and fixing glazed shutters for doors, windows and clerestory windows using 4 mm thick float glass panes including ISI marked M.S. pressed butt hinges bright finished of required size with necessary screws. Using Pincoda wood 30 mm thick shutters (PRICE Code: 50.9.6.2) | 3540.5 | sqm | PRICE Data | Others | Others
Providing and fixing glazed shutters for doors, windows and clerestory windows using 4 mm thick float glass panes including ISI marked M.S. pressed butt hinges bright finished of required size with necessary screws. Using Vengai wood 30 mm thick shutters (PRICE Code: 50.9.6.3) | 2579.3 | sqm | PRICE Data | Others | Others
Providing and fixing 25 mm thick shutters for cup board etc. Paneled or paneled & glazed shutters using Anjili/ Jack wood including ISI marked anodized aluminium butt hinges with necessary screws. (PRICE Code: 50.9.7.1) | 3219.8 | sqm | PRICE Data | Others | Others
Providing and fixing 25 mm thick shutters for cup board etc. Paneled or paneled & glazed shutters using Pincoda wood including ISI marked anodised aluminium butt hinges with necessary screws. (PRICE Code: 50.9.7.2) | 3375.75 | sqm | PRICE Data | Others | Others
Providing and fixing 25 mm thick shutters for cup board etc. Paneled or paneled & glazed shutters using Vengai wood including ISI marked anodised aluminium butt hinges with necessary screws. (PRICE Code: 50.9.7.3) | 2606.8 | sqm | PRICE Data | Others | Others
Providing and fixing 25 mm thick shutters for cup board etc. Paneled or paneled & glazed shutters using Anjili/ Jack wood including ISI marked nickel plated bright finished M.S. piano hinges with necessary screws (PRICE Code: 50.9.8.1) | 3343.35 | sqm | PRICE Data | Others | Others
Providing and fixing 25 mm thick shutters for cup board etc. Paneled or paneled & glazed shutters using Pincoda wood including ISI marked nickel plated bright finished M.S. piano hinges with necessary screws (PRICE Code: 50.9.8.2) | 3499.3 | sqm | PRICE Data | Others | Others
Providing and fixing 25 mm thick shutters for cup board etc. Paneled or panelled & glazed shutters using Vengai wood including ISI marked nickel plated bright finished M.S. piano hinges with necessary screws (PRICE Code: 50.9.8.3) | 2730.35 | sqm | PRICE Data | Others | Others
Providing and fixing 25 mm thick shutters for cup board etc. glazed shutters using Anjili/ Jack wood including ISI marked anodised aluminium butt hinges with necessary screws. (PRICE Code: 50.9.9.1) | 3085.1 | sqm | PRICE Data | Others | Others
Providing and fixing 25 mm thick shutters for cup board etc. glazed shutters using Pincoda wood including ISI marked anodised aluminium butt hinges with necessary screws. (PRICE Code: 50.9.9.2) | 3252.75 | sqm | PRICE Data | Others | Others
Providing and fixing 25 mm thick shutters for cup board etc. glazed shutters using Vengai wood including ISI marked anodised aluminium butt hinges with necessary screws. (PRICE Code: 50.9.9.3) | 2426.15 | sqm | PRICE Data | Others | Others
Providing and fixing 25 mm thick shutters for cup board etc. glazed shutters using Anjili/jack wood wood including ISI marked nickel plated bright finished M.S. piano hinges with necessary screws. (PRICE Code: 50.9.10.1) | 3118.55 | sqm | PRICE Data | Others | Others
Providing and fixing 25 mm thick shutters for cup board etc. glazed shutters using Pincoda wood wood including ISI marked nickel plated bright finished M.S. piano hinges with necessary screws. (PRICE Code: 50.9.10.2) | 3286.2 | sqm | PRICE Data | Others | Others
Providing and fixing 25 mm thick shutters for cup board etc. glazed shutters using Vengai wood including ISI marked nickel plated bright finished M.S. piano hinges with necessary screws. (PRICE Code: 50.9.10.3) | 2459.55 | sqm | PRICE Data | Others | Others
Providing and fixing Thomson Multi wood board or equivalent make paneling 12 mm thick, to frame, backing or studding with screws etc. complete ( Frames, backing or studding to be paid separately) as per the direction of site Engineer-in-charge. (PRICE Code: 50.9.11.1) | 1885.95 | sqm | PRICE Data | Others | Others
Providing and fixing Thomson Multi wood board or equivalent make paneling 18 mm thick, to frame, backing or studding with screws etc. complete (Frames, backing or studding to be paid separately)as per the direction of site Engineer-in-charge. (PRICE Code: 50.9.11.2) | 2379.85 | sqm | PRICE Data | Others | Others
Providing and fixing Thomson Multi wood board or equivalent make, in shelves with screws and fittings wherever required, edges to be painted with polyurethane primer (fittings to be paid separately) as per the direction of site Engineer-in-charge. (PRICE Code: 50.9.12.1) | 2416.55 | sqm | PRICE Data | Others | Others
Supplying and fixing Anjily wood wrought and put up for roof members including cost and conveyance of materials etc. complete . (PRICE Code: 50.9.13.1) | 87528.55 | cum | PRICE Data | Others | Others
Supplying and fixing Pingoda wood wrought and put up for roof members including cost and conveyance of materials etc. complete. (PRICE Code: 50.9.13.2) | 97981.9 | cum | PRICE Data | Others | Others
Supplying and fixing Vengai wood wrought and put up for roof members including cost and conveyance of materials etc. complete. (PRICE Code: 50.9.13.3) | 58491.45 | cum | PRICE Data | Others | Others
Supplying and fixing Dept. wood wrought and put up for roof members including cost and conveyance of materials etc. complete. (PRICE Code: 50.9.13.4) | 6223.8 | cum | PRICE Data | Others | Others
Supplying and fixing Anjily wood reapers of size 50x25 mm with wire nails including cost and conveyance of materials etc. complete. (PRICE Code: 50.9.14.1) | 97006 | cum | PRICE Data | Others | Others
Supplying and fixing Pingoda wood reapers of size 50x25 mm with wire nails including cost and conveyance of materials etc. complete. (PRICE Code: 50.9.14.2) | 107459 | cum | PRICE Data | Others | Others
Supplying and fixing Vengai wood reapers of size 50x25 mm with wire nails including cost and conveyance of materials etc. complete. (PRICE Code: 50.9.14.3) | 67968 | cum | PRICE Data | Others | Others
Supplying and fixing Dept. wood reapers of size 50x25 mm with wire nails including cost and conveyance of materials etc . complete. (PRICE Code: 50.9.14.4) | 15364 | cum | PRICE Data | Others | Others
Supplying and fixing 200 mm Aluminium aldrop (PRICE Code: 50.9.15.1) | 170.75 | no | PRICE Data | Others | Others
Supplying and fixing 300 mm Aluminium aldrop (PRICE Code: 50.9.15.2) | 188.15 | no | PRICE Data | Others | Others
Providing and fixing iron hooks and eyes : 200mm. (PRICE Code: 50.9.15.3) | 16.95 | no | PRICE Data | Others | Others
Providing and fixing iron hooks and eyes: 150 mm (PRICE Code: 50.9.15.4) | 14.65 | no | PRICE Data | Others | Others
Providing and fixing iron hooks and eyes: 100 mm (PRICE Code: 50.9.15.5) | 12.3 | no | PRICE Data | Others | Others
Ceiling 12 mm Anjili wood planks, planed lap jointed and wire nailed to rafters and collars including all cost of materials labour charges etc complete (PRICE Code: 50.9.16.2) | 1441.85 | sqm | PRICE Data | Others | Others
Ceiling with 12 mm Pingoda planks, planed, lap jointed and wire nailed to rafters and collars including all cost of materials labour charges etc complete (PRICE Code: 50.9.16.3) | 1547.95 | sqm | PRICE Data | Others | Others
Ceiling with 12 mm Vengai planks, planed, lap jointed and wire nailed to rafters and collars including all cost of materials labour charges etc complete (PRICE Code: 50.9.16.4) | 1024.75 | sqm | PRICE Data | Others | Others
Providing and Fixing Anjili wood frame work consisting of battens 50x25 mm fixed with rawlplug & drilling necessary holes and including priming coat etc complete (PRICE Code: 50.9.17.2) | 181342.4 | cum | PRICE Data | Others | Others
Providing and Fixing pingoda wood frame work consisting of battens 50x25 mm fixed with rawlplug & drilling necessary holes and including priming coat etc complete (PRICE Code: 50.9.17.3) | 192381.45 | cum | PRICE Data | Others | Others
Providing and Fixing vangai wood frame work consisting of battens 50x25 mm fixed with rawlplug & drilling necessary holes and including priming coat etc complete. (PRICE Code: 50.9.17.4) | 150678.7 | cum | PRICE Data | Others | Others
Steel work in built up G I tubular ( round, square or rectangular hollow tubes etc.) trusses etc., including cutting, hoisting,fixing in position and applying a priming coat of approved steel primer, including welding and bolted with special shaped washers etc. complete (PRICE Code: 50.10.1) | 140.05 | kg | PRICE Data | Others | Others
Steel work for purlin/single section with G I pipes including cutting, hoisting, fixing in position and applying a priming coat of approved steel primer, including welding and bolted with special shaped washers etc. complete (PRICE Code: 50.10.2) | 112.35 | kg | PRICE Data | Others | Others
Providing & fixing PVC corrugated roofing sheets of good quality up to any pitch, including fixing with polymer coated 'J' or 'L' hooks, bolts & nuts 8 mm dia G. I plain/ bitumen washers complete but excluding the cost of purlins, rafters, trusses etc. The sheets shall be opaque or translucent, clear or pigmented, textured or smooth as specified. (PRICE Code: 50.12.1.1) | 542.2 | sqm | PRICE Data | Others | Others
Providing & fixing PVC plain roofing, sheets of good quality up to any pitch, including fixing with polymer coated 'J' or 'L' hooks, bolts & nuts 8 mm dia G.I plain/bitumen washers complete but excluding the cost of purlins, rafters, trusses etc. The sheets shall be opaque or translucent, clear or pigmented, textured or smooth as specified. (PRICE Code: 50.12.1.2) | 481.65 | sqm | PRICE Data | Others | Others
Providing & fixing Poly carbonate corrugated sheet 0.8 mm thick as approved by the Engineer in charge and should be supplied in a single length of 12 M or as decide by the Engineer in charge. The sheets shall be fixed using self drilling / self tapping screw of size (5.5x55 mm) with EPDM seal complete upto any pitch in horizontal/ vertical/ curved surface, but excluding the cost of purlins, rafters, trusses, and including cutting to size shapes where ever required. (PRICE Code: 50.12.2.1) | 742.5 | sqm | PRICE Data | Others | Others
Providing & fixing Poly carbonate multi wall plain sheet 4 mm thick as approved by the Engineer in charge and should be supplied in a single length of 12 M or as decide by the Engineer in charge. The sheets shall be fixed using self drilling/ self tapping screw of size (5.5x55mm) with EPDM seal complete upto any pitch in horizontal / vertical / curved surfaces, but excluding the cost of purlins, rafters, trusses and including cutting to size and shapes where ever required. (PRICE Code: 50.12.2.2) | 686 | sqm | PRICE Data | Others | Others
Providing & fixing poly carbonate multi wall plain sheet 5 mm thick as approved by the Engineer in charge and should be supplied in a single length of 12 M or as decide by the Engineer in charge. The sheets shall be fixed using self drilling/ self tapping screw of size ( 5.5x55 mm) with EPDM seal complete upto any pitch in horizontal/ vertical/ curved surfaces, but excluding the cost of purlins, rafters, trusses, and including cutting to size and shapes where ever required. (PRICE Code: 50.12.2.3) | 746.95 | sqm | PRICE Data | Others | Others
Providing & fixing Poly carbonate multi wall plain sheet 6 mm thick as approved by the Engineer in charge and should be supplied in a single length of 12m or as decide by the Engineer in charge. The sheets shall be fixed using self drilling/self tapping screw of size (5.5x55mm) with EPDM seal complete upto any pitch in horizontal/vertical curved surfaces, but excluding the cost of purlins, rafters, trusses, and including cutting to size and shapes where ever required. (PRICE Code: 50.12.2.4) | 807.95 | sqm | PRICE Data | Others | Others
Providing & fixing Poly carbonate multi wall plain sheet 8 mm thick as approved by the Engineer in charge and should be supplied in a single length of 12 M or as decide by the Engineer in charge. The sheets shall be fixed using self drilling/ self tapping screw of size ( 5.5x55mm) with EPDM seal complete upto any pitch in horizontal /vertical / curved surface, but excluding the cost of purlins, rafters, trusses, and including cutting to size and shapes where ever required. (PRICE Code: 50.12.2.5) | 868.9 | sqm | PRICE Data | Others | Others
Providing asbestos corrugated sheets roofing up to any pitch and fixing with polymer coated J,or L hooks, bolts and nuts 8 mm dia. G.I plain and bitumen washers or with self drilling fastener and EPDM washers etc. complete (excluding the cost of purlins, rafters and trusses), including cutting sheets to size and shape wherever required. (PRICE Code: 50.12.3.1) | 344.6 | sqm | PRICE Data | Others | Others
Providing and fixing false ceiling with 7.5 mm thick PVC plain panel board ceiling of approved quality in aluminium frame work with necessary screws etc complete (aluminium frame work shall be paid separately) (PRICE Code: 50.12.4.1) | 579.5 | sqm | PRICE Data | Others | Others
Providing and fixing false ceiling with 7.5 mm thick PVC wooden grains panel board ceiling of approved quality in aluminium frame work with necessary screws etc complete ( aluminium frame work shall be paid separately) (PRICE Code: 50.12.4.2) | 803.1 | sqm | PRICE Data | Others | Others
Providing and fixing false ceiling with e board classic tile or equivalent make of size 610x610x4 mm ceiling of approved quality in aluminium frame work with necessary screws etc complete ( aluminium frame work shall be paid separately) (PRICE Code: 50.12.5.1) | 671.85 | sqm | PRICE Data | Others | Others
9 mm cement plastering of mix : 1:3 (1 cement : 3 fine sand ) including all cost of materials, labour charges etc complete (PRICE Code: 50.13.1) | 214.85 | sqm | PRICE Data | Others | Others
Removing and refixing door shutters after necessary repairs for easy opening and closing etc complete as per the direction of site Engineer-in-charge. (PRICE Code: 50.14.1.1) | 298.25 | each | PRICE Data | Others | Others
Removing and refixing window shutters after necessary repairs for easy opening and closing etc complete as per the direction of site Engineer-in-charge (PRICE Code: 50.14.1.2) | 211.75 | each | PRICE Data | Others | Others
Supplying and fixing Stainless steel soap dish including cost of materials and labour charges etc complete as per the direction of site Engineer-in-charge. (PRICE Code: 50.17.1.1) | 66.2 | no | PRICE Data | Others | Others
Supplying and fixing CP Towel rod 45cm or nearest available length including cost of materials and labour charges etc complete as per the direction of site Engineer-in-charge. (PRICE Code: 50.17.1.2) | 85.95 | no | PRICE Data | Others | Others
Supplying and fixing CP Towel rod 60cm or nearest available length including cost of materials and labour charges etc complete as per the direction of site Engineer-in-charge. (PRICE Code: 50.17.1.3) | 126.6 | no | PRICE Data | Others | Others
Supplying and fixing CP Health faucet good quality including cost of materials and labour charges etc. complete as per the direction of site engineer-in-charge. (PRICE Code: 50.17.1.4) | 757.3 | no | PRICE Data | Others | Others
Supplying and fixing CP Health Faucet superior quality ( Jagur or equvalent make ) including cost of materials and labour charges etc complete as per the direction of site Engineer-in-charge. (PRICE Code: 50.17.1.5) | 1279.95 | no | PRICE Data | Others | Others
Providing and fixing PVC pipes, fittings including fixing the pipe with clamps at 1.00 m spacing. This includes jointing of pipes & fittings with one step PVC solvent cement and testing of joints complete as per direction of Engineer-in-Charge 15mm dia 12kgf/cm2 -Internal work- Exposed on wall (PRICE Code: 50.18.7.1.1) | 187.1 | metre | PRICE Data | Others | Others
Providing and fixing PVC pipes, fittings including fixing the pipe with clamps at 1.00 m spacing. This includes jointing of pipes & fittings with one step PVC solvent cement and testing of joints complete as per direction of Engineer-in-Charge 15 mm dia 10Kgf/cm2 - Internal work - Exposed on wall (PRICE Code: 50.18.7.1.2) | 172.45 | metre | PRICE Data | Others | Others
Providing and fixing PVC pipes, fittings including fixing the pipe with claps at 1.00 metre spacing. This includes jointing of pipes & fittings with one step PVC solvent cement and testing of joints complete as per direction of Engineer-in-Charge 20 mm dia 12Kgf/cm2 - Internal work - Exposed on wall (PRICE Code: 50.18.7.2.1) | 203.1 | metre | PRICE Data | Others | Others
Providing and fixing PVC pipes, fittings including fixing the pipe with clamps at 1.00 m spacing. This includes jointing of pipes & fittings with one step PVC solvent cement and testing of joints complete as per direction of Engineer -in-Charge 20 mm dia 10 Kgf/cm2- Internal work - Exposed on wall (PRICE Code: 50.18.7.2.2) | 189.05 | metre | PRICE Data | Others | Others
Providing and fixing PVC pipes, fittings including fixing the pipe with clamps at 1.00 m spacing. This includes jointing of pipes & fittings with one step PVC solvent cement and testing of joints complete as per direction of Engineer- in- Charge 25 mm dia 12 Kgf/cm2 - Internal work - Exposed on wall (PRICE Code: 50.18.7.3.1) | 230.45 | metre | PRICE Data | Others | Others
Providing and fixing PVC pipes, fittings including fixing the pipe with clamps at 1.00 m spacing. This includes jointing of pipes & fittings with one step PVC solvent cement and testing of joints complete as per direction of Engineer-in-Charge 25 mm dia 10Kgf/ cm2- Internal work- Exposed on wall (PRICE Code: 50.18.7.3.2) | 213.1 | metre | PRICE Data | Others | Others
Providing and fixing PVC pipes, fittings including fixing the pipe with clamps at 1.00 m spacing. This includes jointing of pipes & fittings with one step PVC solvent cement and testing of joints complete as per direction of Engineer-in-Charge 32 mm dia 10Kgf/cm2- Internal work - Exposed on wall (PRICE Code: 50.18.7.4.1) | 256.9 | metre | PRICE Data | Others | Others
Providing and fixing PVC, pipes fittings including fixing the pipe with clamps at 1.00 m spacing. this includes jointing of pipes & fittings with one step PVC solvent cement and testing of joints complete as per direction of Engineer-in-Charge 32 mm dia 6 Kgf/cm2 - internal work- Exposed on wall (PRICE Code: 50.18.7.4.2) | 239.5 | metre | PRICE Data | Others | Others
Providing and fixing PVC pipes, fittings including fixing the pipe with clamps at 1.00m spacing. This includes jointing of pipes & fittings with one step PVC solvent cement and testing of joints complete as per direction of Engineer-in-Charge 40 mm dia 10 Kgf/cm2- Internal work- exposed on wall (PRICE Code: 50.18.7.5.1) | 329.95 | metre | PRICE Data | Others | Others
Providing and fixing PVC pipes, fittings including fixing the pipe with clamps at 1.00 m spacing. This includes jointing of pipes & fittings with one step PVC solvent cement and testing of joints complete as per direction of Engineer-in-Charge 40 mm dia 6Kgf/cm2 - Internal work - Exposed on wall (PRICE Code: 50.18.7.5.2) | 288.55 | metre | PRICE Data | Others | Others
Providing and fixing PVC pipes, fittings including fixing the pipe with clamps at 1.00 m spacing. This includes jointing of pipes & fittings with one step PVC solvent cement and testing of joints complete as per direction of Engineer-in-Charge 50 mm dia 10 Kfg/cm - Internal work- Exposed on wall (PRICE Code: 50.18.7.6.1) | 337.95 | metre | PRICE Data | Others | Others
Providing and fixing PVC pipes, fittings including fixing the pipe with clamps at 1.00 m spacing . This includes jointing of pipes & fittings with one step PVC solvent cement and testing of joints complete as per direction of Engineer-in-Charge 50 mm dia 6 Kgf/cm2 - Internal work- Exposed on wall (PRICE Code: 50.18.7.6.2) | 297.9 | metre | PRICE Data | Others | Others
Providing and fixing PVC pipes, fittings including fixing the pipe with clamps at 1.00 m spacing. This includes jointing of pipes & fittings with one step PVC solvent cement and testing of joints complete as per direction of Engineer- in- Charge. Concealed work, including cutting chases and making good the wall etc. 15 mm pipe 12 Kgf/ cm2 (PRICE Code: 50.18.8.1.1) | 314.3 | metre | PRICE Data | Others | Others
Providing and fixing PVC pipes, fittings including fixing the pipe with clamps at 1.00 spacing. This includes jointing of pipes & fittings with one step PVC solvent cement and testing of joints complete as per direction of Engineer-in-Charge Concealed work, including cutting chases and making good the wall etc. 15 mm pipe 10kgf/cm2 (PRICE Code: 50.18.8.1.2) | 297.7 | metre | PRICE Data | Others | Others
Providing and fixing PVC pipes, fittings including fixing the pipe with clamps at 1.00 m spacing. This includes jointing of pipes & fittings with one step PVC solvent cement and testing of joints complete as per direction of Engineer-in-Charge. Concealed work,including cutting chased and making good the wall etc. 20 mm pipe 12 Kgf/cm2 (PRICE Code: 50.18.8.2.1) | 318.05 | metre | PRICE Data | Others | Others
Providing and fixing PVC pipes, fittings including fixing the pipe with clamps at 1.00 m spacing. This includes jointing of pipes & fittings with one step PVC solvent cement and testing of joints complete as per direction of Engineer-in-Charge. Concealed work, including cutting chases and making good the wall etc. 20 mm pipe 10 Kgf/ cm2 (PRICE Code: 50.18.8.2.2) | 302.2 | metre | PRICE Data | Others | Others
Providing and fixing PVC pipes, fittings including fixing the pipe with clamps at 1.00 m spacing. This includes jointing of pipes & fittings with one step PVC solvent cement and testing of joints complete as per direction of Engineer-in-Charge. Concealed work, including cutting chases and making good the wall etc. 25 mm pipe 12 kgf/cm2 (PRICE Code: 50.18.8.3.1) | 349 | metre | PRICE Data | Others | Others
Providing and fixing PVC pipes, fittings including fixing the pipe with clamps at 1.00 m spacing. This includes jointing of pipes & fittings with one step PVC solvent cement and testing of joints complete as per direction of Engineer-in-Charge. Concealed work, including cutting chases and making good the wall etc. 25 mm pipe 10kgf /cm2 (PRICE Code: 50.18.8.3.2) | 329.4 | metre | PRICE Data | Others | Others
Providing and fixing PVC pipes, fittings including fixing the pipe with clamps at 1.00 m spacing. This includes jointing of pipes & fittings with one step PVC solvent cement and testing of joints complete as per direction of Engineer-in-Charge. Concealed work, including cutting chases and making good the wall etc. 32 mm pipe 10Kgf/cm2 (PRICE Code: 50.18.8.4.1) | 355.05 | metre | PRICE Data | Others | Others
Providing and fixing PVC pipes, fittings including fixing the pipe with clamps at 1.00 m spacing. This includes jointing of pipes & fittings with one step PVC solvent cement and testing of joints complete as per direction of Engineer-in-Charge. Concealed work, including cutting chases and making good the wall etc. 32 mm pipe 6Kgf/cm2 (PRICE Code: 50.18.8.4.2) | 335.45 | metre | PRICE Data | Others | Others
Providing and fixing PVC pipes, fittings including fixing the pipe with clamps at 1.00 m spacing. This includes jointing of pipes & fittings with one step PVC solvent cement and testing of joints complete as per direction of Engineer-in-Charge. concealed work, including cutting chases and making good the wall etc. 40 mm pipe 10 kgf/ cm2 (PRICE Code: 50.18.8.5.1) | 383.75 | metre | PRICE Data | Others | Others
Providing and fixing PVC pipes, fittings including fixing the pipe with clamps at 1.00 m spacing. This includes jointing of pipes & fittings with one step PVC solvent cement and testing of joints complete as per direction of Engineer-in-Charge. Concealed work, including cutting chases and making good the wall etc. 40 mm pipe 6Kgf/cm2 (PRICE Code: 50.18.8.5.2) | 336.95 | metre | PRICE Data | Others | Others
Providing and fixing PVC pipes, fittings including fixing the pipe with clamps at 1.00 m spacing. This includes jointing of pipes & fittings with one step PVC solvent cement and testing of joints complete as per direction of Engineer-in-Charge. Concealed work, including cutting chases and making good the wall etc. 50 mm pipe 10 kgf/cm2 (PRICE Code: 50.18.8.6.1) | 392.8 | metre | PRICE Data | Others | Others
Providing and fixing PVC pipes, fittings including fixing the pipe with clamps at 1.00 m spacing. This includes jointing of pipes & fittings with one step PVC solvent cement and testing of joints complete as per direction of Engineer-in-Charge. Concealed work, including cutting chases and making good the wall etc. 50 mm pipe 6 kgf/cm2 (PRICE Code: 50.18.8.6.2) | 347.5 | metre | PRICE Data | Others | Others
Providing and fixing PVC pipes, fittings including fixing the pipe with clamps at 1.00 m spacing. This includes jointing of pipes with one step PVC solvent cement and testing of joints complete as per direction of Engineer-in-Charge. Concealed work including cutting chases and making good the wall etc. 63 mm pipe 6 Kgf/cm2 (PRICE Code: 50.18.8.7.1) | 487.25 | metre | PRICE Data | Others | Others
Providing and fixing PVC pipes, fittings including fixing the pipe with clamps at 1.00 m spacing. This includes jointing of pipes with one step PVC solvent cement and testing of joints complete as per direction of Engineer-in-Charge. Concealed work, including cutting chases and making good the wall etc 63 mm pipe 4 kgf/ cm2 (PRICE Code: 50.18.8.7.2) | 444.6 | metre | PRICE Data | Others | Others
Providing and fixing PVC pipes, fittings including fixing the pipe with clamps at 1.00 m spacing. This includes jointing of pipes with one step PVC solvent cement and testing of joints complete as per direction of Engineer-in-Charge. Concealed work, including cutting chases and making good the wall etc. 75 mm pipe 6 Kgf/cm2 (PRICE Code: 50.18.8.8.1) | 500.7 | metre | PRICE Data | Others | Others
Providing and fixing PVC pipes, fittings, including fixing the pipe with clamps at 1.00 m spacing. this includes jointing of pipes with one step PVC solvent cement and testing of joints complete as per the direction of Engineer-in-Charge. Concealed work, including cutting chases and making good the wall etc. 75 mm pipe 4 kgf/cm2 (PRICE Code: 50.18.8.8.2) | 459.2 | metre | PRICE Data | Others | Others
Providing and fixing PVC pipes, fittings including fixing the pipe with clamps at 1.00 m spacing. This includes jointing of pipes with one step PVC solvent cement and testing of joints complete as per direction of Engineer-in-Charge. Concealed work, including cutting chased and making good the wall etc. 110 mm pipe 6kgf/cm2 (PRICE Code: 50.18.8.9.1) | 600.7 | metre | PRICE Data | Others | Others
Providing and fixing PVC pipes, fittings including fixing the pipe with clamps at 1.00 m spacing. This includes jointing of pipes with one step PVC Solvent cement and testing of joints complete as per direction of Engineer-in-Charge. Concealed work, including cutting chases and making good the wall etc. 110 mm pipe 4 kgf/cm2 (PRICE Code: 50.18.8.9.2) | 550.7 | metre | PRICE Data | Others | Others
Providing and fixing PVC pipes includings jointing of pipes with one step PVC solvent cement, trenching, refilling & testing of joints complete as per direction of Engineer in Charge 15 mm dia 12Kfg/cm2 (PRICE Code: 50.18.9.1.1) | 153.55 | metre | PRICE Data | Others | Others
Providing and fixing PVC pipes includings jointing of pipes with one step PVC solvent cement, trenching, refilling & testing of joints complete as per direction of Engineer in Charge. 15 mm dia 10Kgf/cm2 (PRICE Code: 50.18.9.1.2) | 138.85 | metre | PRICE Data | Others | Others
Providing and fixing PVC pipes includings jointing of pipes with one step PVC solvent cement, trenching, refilling & testing of joints as per direction of Engineer in Charge.20 mm dia 12 Kgf/cm2 (PRICE Code: 50.18.9.2.1) | 156.9 | metre | PRICE Data | Others | Others
Providing and fixing PVC pipes includings of pipes with one step PVC solvent cement, trenching, refilling & testing of joints complete as per direction of Engineer in Charge. 20 mm dia 10 Kgf/cm2 (PRICE Code: 50.18.9.2.2) | 142.85 | metre | PRICE Data | Others | Others
Providing and fixing PVC pipes includings jointing of pipes with one step PVC solvent cement, trenching, refilling & testing of joints complete as per direction of Engineer in Charge 25 mm dia 12Kfg/cm2 (PRICE Code: 50.18.9.3.1) | 193.5 | metre | PRICE Data | Others | Others
Providing and fixing PVC pipes includes jointing of pipes with one step PVC solvent cement, trenching, refilling & testing of joints complete as per direction of Engineer in Charge. 25 mm dia 10KGF/cm2 (PRICE Code: 50.18.9.3.2) | 176.15 | metre | PRICE Data | Others | Others
Providing and fixing PVC pipes includings jointing of pipes with one step PVC solvent cement, trenching, refilling & testing of joints complete as per direction of Engineer in Charge.32 mm dia 10.Kgf/cm2 (PRICE Code: 50.18.9.4.1) | 198.85 | metre | PRICE Data | Others | Others
Providing and fixing PVC pipes includings joints of pipes with one step PVC solvent cement, trenching, refilling & testing of joints complete as per direction of Engineer in Charge. 32 mm dia 6 Kgf/cm2 (PRICE Code: 50.18.9.4.2) | 181.5 | metre | PRICE Data | Others | Others
Providing and fixing PVC pipes includings jointing of pipes with one step PVC solvent cement, trenching refilling & testing of joints complete as per direction of Engineer in Charge 40 mm dia 10Kgf/cm2 (PRICE Code: 50.18.9.5.1) | 232.85 | metre | PRICE Data | Others | Others
Providing and fixing PVC pipes includings jointing of pipes with one step PVC solvent cement, trenching, refilling & testing of joints compete as per direction of Engineer in Charge. 40 mm dia 6 Kgf/cm2 (PRICE Code: 50.18.9.5.2) | 191.45 | metre | PRICE Data | Others | Others
Providing and fixing PVC pipes includings jointing of pipes with one step PVC solvent cement, trenching, refilling & testing of joints complete as per direction of Engineer in Charge. 50 mm dia 10Kgf/cm2 (PRICE Code: 50.18.9.6.1) | 240.85 | metre | PRICE Data | Others | Others
Providing and fixing PVC pipes includings jointing of pipes with one step PVC solvent cement, trenching, refilling & testing of joints complete as per direction of Engineer in Charge. 50 mm dia 6 Kgf/cm2 (PRICE Code: 50.18.9.6.2) | 200.8 | metre | PRICE Data | Others | Others
Providing and fixing PVC pipes includings of pipes with one step PVC solvent cement, trenching refilling & testing of joints complete as per direction of Engineer in Charge. 63 mm dia 6Kgf/cm2 (PRICE Code: 50.18.9.7.1) | 293.65 | metre | PRICE Data | Others | Others
Providing and fixing PVC pipes includings jointing of pipes with one step PVC solvent cement, trenching, refilling & testing of joints complete as per direction of Engineer in Charge.63 mm dia 4 Kgf/cm2 (PRICE Code: 50.18.9.7.2) | 251 | metre | PRICE Data | Others | Others
Providing and fixing PVC pipes includings jointing of pipes with one step PVC solvent cement, trenching, refilling & testing of joints complete as per direction of Engineer in Charge. 75 mm dia 6 Kgf/ cm2 (PRICE Code: 50.18.9.8.1) | 307.1 | metre | PRICE Data | Others | Others
Providing and fixing PVC pipes includings of pipes with one step PVC solvent cement, trenching and refilling & testing of joints complete as per direction of Engineer in Charge. 75 mm dia 4 Kgf/cm2 (PRICE Code: 50.18.9.8.2) | 265.6 | metre | PRICE Data | Others | Others
Providing and fixing PVC pipes includings jointing of pipes with one step PVC solvent cement, trenching, refilling & testing of Joints complete as per direction of engineer in charge.110 mm dia 6Kgf/cm2 (PRICE Code: 50.18.9.9.1) | 455.6 | metre | PRICE Data | Others | Others
Providing and fixing PVC pipes includes joints of pipes with one step PVC solvent cement, trenching, refilling & testing of joints complete as per direction of Engineer in CHarge. 110 mm dia 4 Kg/cm2 (PRICE Code: 50.18.9.9.2) | 405.6 | metre | PRICE Data | Others | Others
Providing and fixing PVC pipes includings jointing of pipes with one step pvc solvent cement, trenching , refilling & testing of joints complete as per direction of Engineer in Charge. 150 mm dia 6 Kgf/cm2 (PRICE Code: 50.18.9.10.1) | 832.45 | metre | PRICE Data | Others | Others
Providing and fixing PVC pipes, fittings including fixing the pipe with clamps at 1.00 m spacing. This included jointing of pipes & fittings with one step PVC solvent cement and testing of joints compete as per direction of Engineer-in-Charge 15 mm dia 12 Kgf/cm2-External work - Exposed on wall (PRICE Code: 50.18.9.11.1) | 194.3 | metre | PRICE Data | Others | Others
Providing and fixing PVC pipes, fittings including fixing the pipe with clamps at 1.00m spacing. This includes jointing of pipes & fittings with one step PVC solvent cement and testing of joints complete as per direction of Engineer-in-Charge 15 mm dia 10 Kgf/cm2- External work - Exposed on wall (PRICE Code: 50.18.9.11.2) | 179.65 | metre | PRICE Data | Others | Others
Providing and fixing PVC pipes, fittings including fixing the pipe with clamps at 1.00 m spacing. This includes jointing of pipes & fittings with one step PVC solvent cement and testing of joints complete as per direction of Engineer-in-Charge 20 mm dia 12 Kgf/cm2 - External work - Exposed on wall (PRICE Code: 50.18.9.12.1) | 210.3 | metre | PRICE Data | Others | Others
Providing and fixing PVC pipes, fittings including fixing the pipe with clamps at 1.00 m spacing. This includes jointing of pipes & fittings with one step PVC solvent cement and testing of joints complete as per direction of Engineer-in-Charge 20 mm dia 10Kgf/cm2 External work- Exposed on wall (PRICE Code: 50.18.9.12.2) | 196.25 | metre | PRICE Data | Others | Others
Providing and fixing PVC pipes, fittings including fixing the pipe with clamps at 1.00 m spacing. This includes jointing of pipes & fittings with one step PVC solvent cement and testing of joints complete as per direction of Engineer-in-Charge 25 mm dia 12 Kgf/ cm2- External work- exposed on wall (PRICE Code: 50.18.9.13.1) | 237.65 | metre | PRICE Data | Others | Others
Providing and fixing PVC pipes, fittings including fixing the pipe with clamps at 1.00 m spacing. This includes jointing of pipes & fittings with one step PVC solvent cement and testing of joints complete as per direction of Engineer-in-Charge 25 mm dia 10 Kgf/cm2- External work - Exposed on wall (PRICE Code: 50.18.9.13.2) | 220.3 | metre | PRICE Data | Others | Others
Providing and fixing PVC pipes, fittings including fixing the pipe with clamps at 1.00 m spacing. This includes jointing of pipes & fittings with one step PVC solvent cement and testing of joints complete as per direction of Engineer-in-Charge 32 mm dia 10 Kgf/cm2 - External work- Exposed on wall (PRICE Code: 50.18.9.14.1) | 264.1 | metre | PRICE Data | Others | Others
Providing and fixing PVC pipes, fittings including fixing the pipe with clamps at 1.00 m spacing. this includes jointing of pipes & fittings with one step PVC solvent cement and testing of joints complete as per direction of Engineer-in-Charge 32 mm dia 6 Kgf/cm2 - External work - Exposed on wall (PRICE Code: 50.18.9.14.2) | 246.7 | metre | PRICE Data | Others | Others
Providing and fixing PVC pipes, fittings including fixing the pipe with clamps at 1.00 m spacing. This includes jointing of pipes & fittings with one step PVC solvent cement and testing of joints complete as per direction of Engineer-in-Charge 40 mm dia 10Kgf/cm2- External work- Exposed on wall (PRICE Code: 50.18.9.15.1) | 337.15 | metre | PRICE Data | Others | Others
Providing and fixing PVC pipes, fittings including fixing the pipe with clamps at 1.00 m spacing. This includes jointing of pipes & fittings with one step PVC solvent cement and testing of joints complete as per direction of Engineer-in-Charge 40 mm dia 6 Kgf/cm2 - External work - Exposed on wall (PRICE Code: 50.18.9.15.2) | 295.75 | metre | PRICE Data | Others | Others
Providing and fixing PVC pipes, fittings including fixing the pipe with clamps at 1.00 m spacing. This includes jointing of pipes & fittings with one step PVC solvent cement and testing of joints complete as per direction of Engineer-in-Charge 50 mm dia 10Kgf/cm2 - External work - Exposed on wall (PRICE Code: 50.18.9.16.1) | 345.15 | metre | PRICE Data | Others | Others
Providing and fixing PVC pipes, fittings including fixing the pipe with clamps at 1.00 m spacing. This includes jointing of pipes & fittings with one step PVC solvent cement and testing of joints complete as per direction of Engineer-in-Charge 50 mm dia 6Kgf/cm2 - External work - Exposed on wall (PRICE Code: 50.18.9.16.2) | 305.1 | metre | PRICE Data | Others | Others
Providing and fixing PVC pipes including fixing the pipe with clamps/ clip at 1.00 m spacing . This includes jointing of pipes with one step PVC solvent cement and testing of joints complete as per direction of Engineer-in-Charge 63 mm dia 6 Kgf/cm2 - External work - Exposed on wall (PRICE Code: 50.18.9.17.1) | 235.65 | metre | PRICE Data | Others | Others
Providing and fixing PVC pipes including fixing the pipe with clamps/clips at 1.00 m spacing. This includes jointing of pipes with one step PVC solvent cement and testing of joints complete as per direction of Engineer-in-Charge 63 mm dia 4 Kgf/cm2- External work - exposed on wall (PRICE Code: 50.18.9.17.2) | 192.95 | metre | PRICE Data | Others | Others
Providing and fixing PVC pipes including fixing the pipe with clamps/clips at 1.00 m spacing. This included jointing of pipes with one step PVC solvent cement and testing of joints complete as per direction of Engineer-in-Charge 75 mm dia 6Kgf/cm2 - External work- Exposed on wall (PRICE Code: 50.18.9.18.1) | 249.05 | metre | PRICE Data | Others | Others
Providing and fixing PVC pipes including fixing the pipe with clamps/Clips at 1.00 m spacing. This included jointing of pipes with one step PVC solvent cement and testing of joints complete as per direction of Engineer-in-Charge 75 mm dia 4 Kfg/cm2 - External work - Exposed on wall (PRICE Code: 50.18.9.18.2) | 207.6 | metre | PRICE Data | Others | Others
Providing and fixing PVC pipes including fixing the pipe with clamps/ clips/ at 1.00 m spacing . This includes jointing of pipes with one step PVC solvent cement and testing of joints complete as per direction of Engineer-in-Charge 110 mm dia 6 Kgf/cm2 - External work- Exposed on wall (PRICE Code: 50.18.9.19.1) | 349.1 | metre | PRICE Data | Others | Others
Providing and fixing PVC pipes including fixing the pipe with clamps/clips at 1.00 m spacing. This includes jointing of pipes with one step PVC solvent cement and testing of joints complete as per direction of Engineer-in-Charge 110 m dia 4 Kgf/cm2 - External work - Exposed on wall (PRICE Code: 50.18.9.19.2) | 299.05 | metre | PRICE Data | Others | Others
Providing and fixing PVC moulded fittings/ accessories for Rigid PVC pipes, including jointing with PVC solvent cement - 63 mm dia Elbow (PRICE Code: 50.18.9.20.1) | 62.95 | no | PRICE Data | Others | Others
Providing and fixing PVC moulded fittings/ accessories for Rigid PVC pipes, including jointing with PVC solvent cement -63 dia 45 degree Elbow (PRICE Code: 50.18.9.20.2) | 54.2 | no | PRICE Data | Others | Others
Providing and fixing PVC moulded fittings /accessories for Rigid PVC pipes, including jointing with PVC solvent cement - 63 mm dia Door Elbow (PRICE Code: 50.18.9.20.3) | 70.5 | no | PRICE Data | Others | Others
Providing and fixing PVC moulded fittings/ accessories for Rigid PVC pipes, including jointing with PVC solvent cement - 63 mm dia Bend (PRICE Code: 50.18.9.20.4) | 69.3 | no | PRICE Data | Others | Others
Providing and fixing PVC moulded fittings/accessories for Rigid PVC pipes including jointing with PVC solvent cement - 63x63x63 mm dia Tee (PRICE Code: 50.18.9.20.5) | 75.55 | no | PRICE Data | Others | Others
Providing and fixing PVC moulded fittings/ accessories for Rigid PVC pipes, including jointing with PVC solvent cement -63x63x63 mm dia Door Tee (PRICE Code: 50.18.9.20.6) | 83.7 | no | PRICE Data | Others | Others
Providing and fixing PVC moulded fittings/ accessories for Rigid PVC pipes, including jointing with PVC solvent cement - 63 mm dia vent cowl (PRICE Code: 50.18.9.20.7) | 66.4 | no | PRICE Data | Others | Others
Providing and fixing PVC moulded fittings/ accessories for Rigid PVC pipes, including jointing with PVC solvent cement - 63 mm dia End cap (PRICE Code: 50.18.9.20.8) | 50.15 | no | PRICE Data | Others | Others
Providing and fixing PVC moulded fitting / accessories for Rigid PVC pipes, including jointing with PVC solvent cement-63 mm dia Socket /coupling (PRICE Code: 50.18.9.20.9) | 56.55 | no | PRICE Data | Others | Others
Providing and fixing PVC moulded fittings/accessories for Rigid PVC pipes, including jointing with PVC solvent cement - 63x50 mm dia Reducer (PRICE Code: 50.18.9.20.10) | 53.65 | no | PRICE Data | Others | Others
Providing and fixing PVC moulded fittings/accessories for Rigid PVC pipes, including jointing with PVC solvent cement - 75 mm dia Elbow (PRICE Code: 50.18.9.21) | 85 | no | PRICE Data | Others | Others
Providing and fixing PVC moulded fittings/accessories for Rigid PVC pipes, including jointing with PVC solvent cement -75 mm dia 45 degree Elbow (PRICE Code: 50.18.9.21.2) | 60.6 | no | PRICE Data | Others | Others
Providing and fixing PVC moulded fittings / accessories for Rigid PVC pipes, including jointing with PVC solvent cement -75 mm dia Door Elbow (PRICE Code: 50.18.9.21.3) | 85 | no | PRICE Data | Others | Others
Providing and fixing PVC moulded fittings/ accessories for Rigid PVC pipes, including jointing with PVC solvent cement - 75 mm dia Bend (PRICE Code: 50.18.9.21.4) | 78.6 | no | PRICE Data | Others | Others
Providing and fixing PVC moulded fittings/ accessories for Rigid PVC pipes, including jointing with PVC solvent cement -75x75x75 mm dia Tee (PRICE Code: 50.18.9.21.5) | 84.85 | no | PRICE Data | Others | Others
Providing and fixing PVC moulded fittings/accessories for Rigid PVC pipes, including jointing with PVC solvent cement - 75x75x75 mm dia Door Tee (PRICE Code: 50.18.9.21.6) | 96.45 | no | PRICE Data | Others | Others
Providing and fixing PVC moulded fittings/ accessories for Rigid PVC pipes, including jointing with PVC solvent cement - 75 mm dia Vent cowl (PRICE Code: 50.18.9.21.7) | 76.85 | no | PRICE Data | Others | Others
Providing and fixing PVC moulded fittings/ accessories for Rigid PVC pipes, including jointing with PVC solvent cement -75 mm dia End cap (PRICE Code: 50.18.9.21.8) | 54.8 | no | PRICE Data | Others | Others
Providing and fixing PVC moulded fittings/ accessories for Rigid PVC pipes, including jointing with PVC solvent cement - 75 mm dia Socket /coupling (PRICE Code: 50.18.9.21.9) | 62.95 | no | PRICE Data | Others | Others
Providing and fixing PVC moulded fittings/ accessories for Rigid PVC pipes, including jointing with PVC solvent cement -75x63 mm dia Reducer (PRICE Code: 50.18.9.21.10) | 60.6 | no | PRICE Data | Others | Others
Providing and fixing PVC moulded fittings/ accessories for Rigid PVC pipes, including jointing with PVC solvent cement - 110 mm dia Elbow (PRICE Code: 50.18.9.22.1) | 96.45 | no | PRICE Data | Others | Others
Providing and fixing PVC moulded fittings / accessories for Rigid PVC pipes, including jointing with PVC solvent cement - 110 mm dia 45 degree Elbow (PRICE Code: 50.18.9.22.2) | 94.15 | no | PRICE Data | Others | Others
Providing and fixing PVC moulded fittings/ accessories for Rigid PVC pipes, including jointing with PVC solvent cement-110 mm dia Door Elbow (PRICE Code: 50.18.9.22.3) | 120.85 | no | PRICE Data | Others | Others
Providing and fixing PVC moulded fittings/ accessories for Rigid PVC pipes, including jointing with PVC solvent cement- 110 mm dia Bend (PRICE Code: 50.18.9.22.4) | 149.9 | no | PRICE Data | Others | Others
Providing and fixing PVC moulded fittings/ accessories for Rigid PVC pipes including jointing with PVC solvent cement 110x110x110 mm dia Tee (PRICE Code: 50.18.9.22.5) | 163.05 | no | PRICE Data | Others | Others
Providing and fixing PVC moulded fittings/accessories for Rigid PVC pipes, including jointing with PVC solvent cement - 110x110x110 mm dia Door tee (PRICE Code: 50.18.9.22.6) | 175.85 | no | PRICE Data | Others | Others
Providing and fixing PVC moulded fittings/ accessories for Rigid PVC pipes, including jointing with PVC solvent cement - 110x110x75 mm dia Door Tee (PRICE Code: 50.18.9.22.7) | 168.9 | no | PRICE Data | Others | Others
Providing and fixing PVC moulded fittings /accessories for Rigid PVC pipes, including jointing with PVC solvent cement -110 mm dia Vent cowl (PRICE Code: 50.18.9.22.8) | 112.7 | no | PRICE Data | Others | Others
Providing and fixing PVC moulded fittings/ accessories for Rigid PVC pipes, including jointing with PVC solvent cement -110 mm dia offset (PRICE Code: 50.18.9.22.9) | 153.35 | no | PRICE Data | Others | Others
Providing and fixing PVC moulded fittings/accessories for Rigid PVC pipes, including jointing with PVC solvent cement -110 mm dia End Cap (PRICE Code: 50.18.9.22.10) | 63.95 | no | PRICE Data | Others | Others
Providing and fixing PVC moulded fittings/accessories for Rigid PVC pipes,including jointing with PVC solvent cement - 110 mm dia Socket/ coupling (PRICE Code: 50.18.9.22.11) | 99.95 | no | PRICE Data | Others | Others
Providing and fixing PVC moulded fittings/ accessories for Rigid PVC pipes, including jointing with PVC solvent cement - 110x75 mm dia Reducer (PRICE Code: 50.18.9.22.12) | 96.45 | no | PRICE Data | Others | Others
Making chases up to 12.5x12.5 cm in walls including making good and finishing with matching surface after housing pipe etc. (PRICE Code: 50.18.78) | 220.25 | metre | PRICE Data | Others | Others
Filling with Quarry Muck Filling up low lying and water logged areas with local material/ quarry muck, spreading in layers, leveling the top at site and consolidation by ramming, etc complete for improving the CBR value of subgrade (PRICE Code: 51.2.3) | 894.15 | cum | PRICE Data | Others | Others
Filling with Sand Supplying and filling sand in foundation trenches of culvert for stabilizing the top clay layer including watering, ramming, consolidating and dressing, etc complete for improving bearing capacity of soil. (PRICE Code: 51.2.4) | 1840.65 | cum | PRICE Data | Others | Others
Brick Work with common burnt burnt clay F.P.S (non-modular) bricks of class designation 5.0 in foundation and plinth in cement mortar 1:6 (1 cement:6 coarse sand) (PRICE Code: 51.6.1.3) | 5058.55 | cum | PRICE Data | Others | Others
Brick work with common burnt clay F.P.S. (non modular) bricks of class designation 5.0 in superstructure above plinth level up to floor V level in all shapes and sizes in: cement mortar 1:6 (1 cement : 6 coarse sand) (PRICE Code: 51.6.4.3) | 6302.6 | cum | PRICE Data | Others | Others
Shutters - Vengai Wood - 25 mm thick Providing and fixing glazed shutters for doors, windows and clerestory windows using 4 mm thick float glass panes including ISI marked M.S. pressed butt hinges bright finished of required size with necessary screws. Using Vengai wood 25 mm thick shutters (PRICE Code: 51.9.6.4) | 2360.8 | sqm | PRICE Data | Others | Others
Water proof plastering with Cement Mortar 1:4 (1 cement : 4 fine sand) 12mm thick plaster finished with a floating coat of neat cement mixed with water proofing compound of approved make @ 2kg/m2 of mix floated hard and troweled smooth including all labour, material, conveyance charges etc complete. (PRICE Code: 51.13.21.1) | 927.2 | sqm | PRICE Data | Others | Others
Tack Coat - RS Bitumen Emulsion - On W.B.M / W.M.M @ 0.4 kg/ sqm Providing and applying tack coat using bitumen emulsion conforming to IS : 8887, using emulsion pressure distributor including preparing the surface & cleaning with mechanical broom. 1. With Rapid Setting Bitumen Emulsion 1. On W.B.M / W.M.M @ 0.4 kg/ sqm (PRICE Code: 51.16.31.1.1) | 20.25 | sqm | PRICE Data | Others | Others
Tack Coat - RS Bitumen Emulsion - On bituminous surface @ 0.25 kg /sqm Providing and applying tack coat using bitumen emulsion conforming to IS : 8887, using emulsion pressure distributor including preparing the surface & cleaning with mechanical broom. 1. With Rapid Setting Bitumen Emulsion 2. On bituminous surface @ 0.25 kg /sqm (PRICE Code: 51.16.31.1.2) | 13.2 | sqm | PRICE Data | Others | Others
Tack Coat - RS Bitumen Emulsion Providing and applying tack coat with Bitumen emulsion (RS-1) using emulsion distributor at the rate of 0.25 to 0.30 kg per sqm on the prepared granular surfaces treated with primer & cleaned with Hydraulic broom as per Technical Specification Clause 503. (PRICE Code: 51.16.31.1.3) | 14.35 | sqm | PRICE Data | Others | Others
Tack Coat - RS Bitumen Emulsion - On W.B.M / W.M.M @ 0.4 kg/ sqm - Using Packed Bitumen Rates Providing and applying tack coat using bitumen emulsion conforming to IS : 8887, using emulsion pressure distributor including preparing the surface & cleaning with mechanical broom. 1. With Rapid Setting Bitumen Emulsion 1. On W.B.M / W.M.M @ 0.4 kg/ sqm (PRICE Code: 51.16.31.1.1pb) | 23.9 | sqm | PRICE Data | Others | Others
Tack Coat - RS Bitumen Emulsion - On bituminous surface @ 0.25 kg /sqm - Using Packed Bitumen Rates Providing and applying tack coat using bitumen emulsion conforming to IS : 8887, using emulsion pressure distributor including preparing the surface & cleaning with mechanical broom. 1. With Rapid Setting Bitumen Emulsion 2. On bituminous surface @ 0.25 kg /sqm (PRICE Code: 51.16.31.1.2pb) | 15.45 | sqm | PRICE Data | Others | Others
Tack Coat - RS Bitumen Emulsion - Using Packed Bitumen Rates Providing and applying tack coat with Bitumen emulsion (RS-1) using emulsion distributor at the rate of 0.25 to 0.30 kg per sqm on the prepared granular surfaces treated with primer & cleaned with Hydraulic broom as per Technical Specification Clause 503. (PRICE Code: 51.16.31.1.3pb) | 16.85 | sqm | PRICE Data | Others | Others
Primer Coat - Bitumen Emulsion (SS-1) Providing and applying primer coat with bitumen emulsion (SS-1) on prepared surface of granular base including cleaning of road surface and spraying primer at the rate of 0.70-1.0 kg/sqm using mechanical means as per Technical Specification Clause 502(low porosity). (PRICE Code: 51.16.PC.1) | 70.4 | sqm | PRICE Data | Others | Others
Primer Coat - Bitumen Emulsion (SS-1) - Using Packed Bitumen Rates Providing and applying primer coat with bitumen emulsion (SS-1) on prepared surface of granular base including cleaning of road surface and spraying primer at the rate of 0.70 - 1.0 kg/sqm using mechanical means as per Technical Specification Clause 502 (low porosity). (PRICE Code: 51.16.PC.1pb) | 78.8 | sqm | PRICE Data | Others | Others
Filling of potholes - 75mm - VG30 Filling up potholes using penetration macadam 75mm thick over prepared base by providing a layer of compacted crushed coarse aggregate using chips spreader with alternate applications of bituminous binder and key aggregates and rolling with a three wheel 80-100 kN static roller to achieve the desired degree of compaction as per Technical Specification Clause 506. Using Paving Asphalt VG-30 (PRICE Code: 51.16.PH.OD3) | 289.9 | sqm | PRICE Data | Others | Others
Filling Potholes Using VG-30 - 75 mm thick - Using Packed Bitumen Rates Filling up potholes using penetration macadam 75mm thick over prepared base by providing a layer of compacted crushed coarse aggregate using chips spreader with alternate applications of bituminous binder and key aggregates and rolling with a three wheel 80-100 kN static roller to achieve the desired degree of compaction as per Technical Specification Clause 506. (PRICE Code: 51.16.PH.OD3.pb) | 302.2 | sqm | PRICE Data | Others | Others
Filling of potholes - 50mm - VG30 Filling up potholes using penetration macadam 50mm thick over prepared base by providing a layer of compacted crushed coarse aggregate using chips spreader with alternate applications of bituminous binder and key aggregates and rolling with a three wheel 80-100 kN static roller to achieve the desired degree of compaction as per Technical Specification Clause 506. Using Paving Asphalt VG-30 (PRICE Code: 51.16.PH.OD4) | 226.1 | sqm | PRICE Data | Others | Others
Filling Potholes Using VG-30 - 50 mm thick - Using Packed Bitumen Rates Filling up potholes using penetration macadam 50mm thick over prepared base by providing a layer of compacted crushed coarse aggregate using chips spreader with alternate applications of bituminous binder and key aggregates and rolling with a three wheel 80-100 kN static roller to achieve the desired degree of compaction as per Technical Specification Clause 506. (PRICE Code: 51.16.PH.OD4.pb) | 236.85 | sqm | PRICE Data | Others | Others
Providing and fixing G.I. pipes complete with G.I. fittings (Cost of fittings to be paid separately) External work - 15 mm dia nominal dia, (PRICE Code: 51.18.12.1) | 126.4 | metre | PRICE Data | Others | Others
Providing and fixing G.I. pipes complete with G.I. fittings (cost of fittings to be paid separately) External work - 20 mm nominal dia (PRICE Code: 51.18.12.2) | 160.8 | metre | PRICE Data | Others | Others
Providing and fixing G.I. pipes complete with G.I. fittings (Cost of fittings to be paid separately) External work - 25 mm nominal dia (PRICE Code: 51.18.12.3) | 230.9 | metre | PRICE Data | Others | Others
Providing and fixing G.I. pipes complete with G.I. fittings (Cost of fittings to be paid separately) External work - 32 mm nominal dia (PRICE Code: 51.18.12.4) | 283.1 | metre | PRICE Data | Others | Others
Providing and fixing G.I. pipes complete with G.I. fittings (Cost of fittings to be paid separately) External work - 40 mm nominal dia (PRICE Code: 51.18.12.5) | 333.9 | metre | PRICE Data | Others | Others
Providing and fixing G.I. pipes complete with G.I. fittings (Cost of fittings to be paid separately) External work - 50 mm nominal dia (PRICE Code: 51.18.12.6) | 405.15 | metre | PRICE Data | Others | Others
Providing and fixing G.I. pipes complete with G.I. fittings (Cost of fittings to be paid separately) External work - 65 mm nominal dia (PRICE Code: 51.18.12.7) | 536.05 | metre | PRICE Data | Others | Others
Providing and fixing G.I. pipes complete with G.I. fittings (Cost of fittings to be paid separately) External work - 80 mm nominal dia (PRICE Code: 51.18.12.8) | 666.6 | metre | PRICE Data | Others | Others
Supplying and installing ready made PVC Septic tank including the cost of carriage, trenching, placing at the level below ground level as specified as per the direction of engineer in charge (Provision for CC/RCC/Sand/06mm aggregate for the preparation of bed shall be paid separately) 1. Below 15 flush capacity (PRICE Code: 51.19.ST1) | 16941.4 | each | PRICE Data | Others | Others
Supplying and installing ready made PVC Septic tank including the cost of carriage, trenching, placing at the level below ground level as specified as per the direction of engineer in charge (Provision for CC/RCC/Sand/06mm aggregate for the preparation of bed shall be paid separately) 2. 15 to below 25 flush capacity (PRICE Code: 51.19.ST2) | 19371.7 | each | PRICE Data | Others | Others
Supplying and installing ready made PVC Septic tank including the cost of carriage, trenching, placing at the level below ground level as specified as per the direction of engineer in charge (Provision for CC/RCC/Sand/06mm aggregate for the preparation of bed shall be paid separately) 3. 25 to below 35 flush capacity (PRICE Code: 51.19.ST3) | 24182.85 | each | PRICE Data | Others | Others
Supplying and installing ready made PVC Septic tank including the cost of carriage, trenching, placing at the level below ground level as specified as per the direction of engineer in charge (Provision for CC/RCC/Sand/06mm aggregate for the preparation of bed shall be paid separately) 4. 35 to 50 flush capacity (PRICE Code: 51.19.ST4) | 40711.45 | each | PRICE Data | Others | Others
Providing and fixing precoated galvanised iron profile sheets (size, shape and pitch ofcorrugation as approved by Engineer-in-charge) 0.35 mm (+0.05%), total coatedthickness with zinc coating 120 grams per sqm as per IS: 277, in 240 mpa steel grade, 5-7 microns epoxy primer on both side. of the sheet and polyester top coat 15-18 microns.Sheet should have protective guard film of 25 microns minimum to avoid scratchesduring transportation and should be supplied in single length upto 12 metre or as desiredby Engineer-in-charge. The sheet shall be fixed using self drilling/self tapping screws ofsize (5.5x55mm) with EPDM seal, complete upto any pitch in horizontal/ vertical orcurved surfaces, excluding the cost of purlins, rafters and trusses and including cutting tosize and shape wherever required. (PRICE Code: 51.2) | 565.05 | sqm | PRICE Data | Others | Others
Mobilization including transportation of all necessary plan and equipment's and materials of boring field testing and sampling and demobilization after completing the work For machine boring (PRICE Code: 56.1.a) | 15798 | set | PRICE Data | Others | Others
Mobilization including transportation of all necessary plan and equipment's and materials of boring field testing and sampling and demobilization after completing the work For hand boring (PRICE Code: 56.1.b) | 8173 | set | PRICE Data | Others | Others
Setting up boring at each bore hole locations including carrying all necessary plant, equipment and materials of boring and field tests and collection of samples at each bore hole location. For machine boring. (PRICE Code: 56.2.a) | 3000 | Nos hole | PRICE Data | Others | Others
Setting up boring at each bore hole locations including carrying all necessary plant, equipment and materials of boring and field tests and collection of samples at each bore hole location. For hand boring. (PRICE Code: 56.2.b) | 600 | Nos hole | PRICE Data | Others | Others
Boring with rotary power drilling equipment's in all types of soil having N value less than 50 excluding hard rock soft rock, or medium rock for strata upto 10m. Including conducting necessary S.P.T and recovery of un disturbed soil samples at 5m.intervals. For ordinary soil. (PRICE Code: 56.3.a.1) | 923 | metre | PRICE Data | Others | Others
Boring with rotary power drilling equipment in all types of soil having N value less than 50 excluding hard rock soft rock, or medium rock for strata upto 10m. Including conducting necessary S.P.T and recovery of un disturbed soil samples at 5m.intervals. For under water. (PRICE Code: 56.3.a.2) | 1200 | metre | PRICE Data | Others | Others
Boring with rotary power drilling equipment in all types of soil having N value less than 50 excluding hard rock soft rock, or medium rock for strata for next 10m upto a depth of 20m including conducting necessary S.P.T and recovery of un disturbed soil samples at 5m.intervals. For ordinary soil (PRICE Code: 56.3.b.1) | 1025 | metre | PRICE Data | Others | Others
Boring with rotary power drilling equipment in all types of soil having N value less than 50 excluding hard rock soft rock, or medium rock for strata for next 10m upto depth of 20m including conducting necessary S.P.T and recovery of un disturbed soil samples at 5m.intervals. For under water. (PRICE Code: 56.3.b.2) | 1300 | metre | PRICE Data | Others | Others
Boring with rotary power drilling equipment in all types of soil having N value less than 50 excluding hard rock soft rock, or medium rock for strata for next 20m upto 30m depth including conducting necessary S.P.T and recovery of undisturbed soil samples at 5m.intervals. For ordinary soil. (PRICE Code: 56.3.c.1) | 1050 | metre | PRICE Data | Others | Others
Boring with rotary power drilling equipment in all types of soil having N value less than 50 excluding hard rock soft rock, or medium rock for strata for next 20m upto 30m depth including conducting necessary S.P.T and recovery of undisturbed soil samples at 5m.intervals. For under water. (PRICE Code: 56.3.c.2) | 1400 | metre | PRICE Data | Others | Others
Boring with rotary power drilling equipment in all types of soil having N value less than 50 excluding hard rock soft rock, or medium rock for strata above 30m depth including conducting necessary S.P.T and recovery of undisturbed soil samples at 5m.intervals. For ordinary soil. (PRICE Code: 56.3.d.1) | 1100 | metre | PRICE Data | Others | Others
Boring with rotary power drilling equipment in all types of soil having N value less than 50 excluding hard rock soft rock, or medium rock for strata above 30m depth including conducting necessary S.P.T and recovery of undisturbed soil samples at 5m.intervals. For under water. (PRICE Code: 56.3.d.2) | 1500 | metre | PRICE Data | Others | Others
Boring through all type of hard rock or similar refusal strata of N value greater than 50 using diamond core drilling bit for in land under and banks of river. (PRICE Code: 56.4) | 4941 | metre | PRICE Data | Others | Others
Boring through all classes of rock excluding hard rocks having ' N' value greater than 50 using tungsten carbide drilling bit. In land. (PRICE Code: 56.5.a) | 2401 | metre | PRICE Data | Others | Others
Boring through all classes of rock excluding hard rocks having ' N' value greater than 50 using tungsten carbide drilling bit. In water. (PRICE Code: 56.5.b) | 2628 | metre | PRICE Data | Others | Others
Recovering undisturbed soil samples using thin tube sampler of 75mm.to 100mm length internal dia 500mm length conforming to relevant IS Code at any required depth including clearing the bore hole etc complete. (PRICE Code: 56.6) | 518 | each | PRICE Data | Others | Others
Conducting standard penetration test in bore hole at any depth. (PRICE Code: 56.7) | 203 | each | PRICE Data | Others | Others
Recovering disturbed samples and preserving the same in air tight sample containers including waxing labelling packing storing including cost of containers as per IS Code. (PRICE Code: 56.8) | 63 | each | PRICE Data | Others | Others
Erecting platform over 2 nos of 2nd Class Boat USING Mango wood planks of of not less than 30 mm thick, Mango wood joists of 100mm x 70mm at 60cm intervals including labour and hire of all materials and dismantling the platform after completion of work etc complete excluding hire of boats (A Platform of Minimum size 6.00m x 5.00m will be required) (PRICE Code: 56.9.1) | 494.8 | sqm | PRICE Data | Others | Others
Hire charges for providing 2 nos of 2nd Class boat with boatman for erecting the platform over which the boring plant is to be erected, and 1 no of 2nd Class boat with 1 boatman for conveying the departmental staff and labour engaged from the banks to platform and back etc. (PRICE Code: 56.1) | 2087 | Day | PRICE Data | Others | Others
Compilation of all field data with recommendation for a suitable foundation after conducting necessary lab test (report in triplicate) Machine boring for 5 bore holes. (PRICE Code: 56.11.a) | 10000 | set | PRICE Data | Others | Others
Compilation of all field data with recommendation for a suitable foundation after conducting necessary lab test (report in triplicate) Hand boring for 5 bore holes. (PRICE Code: 56.11.b) | 5000 | set | PRICE Data | Others | Others
Compilation of all field data with recommendation for a suitable foundation after conducting necessary lab tests (report in triplicate) Additional set for machine boring(extra for bore holes exceeding 5 nos) (PRICE Code: 56.11.c) | 2000 | set | PRICE Data | Others | Others
Total station surveying and preparation of site plan for Plain and open area without hindrance to line of sight with 1 m contour intervals , with 5m x 5m interval. (PRICE Code: 56.12.a) | 9703 | Hecter | PRICE Data | Others | Others
Total station surveying and preparation of site plan for plain built up area with hindrance to line of sight due to buildings/structures. (PRICE Code: 56.12.b) | 11131 | Hecter | PRICE Data | Others | Others
Total station surveying and preparation of site plan in hilly terrain. (PRICE Code: 56.12.c) | 11790 | Hecter | PRICE Data | Others | Others
Providing access to the site clearing site and making good for surveying in order to provide clear line of site devoid of any hindrance due to vegetation etc. and clearing areas for station points (This item is applicable only for sites without access such as in case of new road formation,bridge and building sites at in accessible locations) (PRICE Code: 56.13) | 4147 | Hecter | PRICE Data | Others | Others
Cross section details:- River. (PRICE Code: 56.14.a) | 9 | sqm | PRICE Data | Others | Others
Cross section details:- Thodu. (PRICE Code: 56.14.b) | 5 | sqm | PRICE Data | Others | Others
Hydraulic Velocity Calculation:- River. (PRICE Code: 56.15.a) | 1294 | set | PRICE Data | Others | Others
Hydraulic Velocity Calculation:- Thodu (PRICE Code: 56.15.b) | 808 | set | PRICE Data | Others | Others
Preparation of Detailed Project Report of the bridge works containing alignment plan, key plan, contour plan , index map, longitudinal and cross section of road and River/Thodu cross section of bridge hydraulic and velocity calculations including neat filing and supplying five set DPR etc. as per the directions of the departmental officers. (PRICE Code: 56.16) | 33989 | set | PRICE Data | Others | Others
Providing access to the site,clearing site and making good to erecting and conducting soil testing transfers within the site and for any other temporary arrangements to be erected within the area in connection with conducting soil testing. (PRICE Code: 56.17.1) | 29.85 | sqm | PRICE Data | Others | Others
Structural design of building up to 1000m2 (PRICE Code: 56.18.1) | 65 | sqm | PRICE Data | Others | Others
Structural design of building for additional area. (PRICE Code: 56.18.2) | 50 | sqm | PRICE Data | Others | Others
RING BUND Type-I-Putting up ring bund as per approved shape 2.5m bottom width, 1m top width using empty gunny/polythene bags filled with earth placed in 2 rows at 0.6m apart and filled in between with puddle clay to form bund for an average height 2.00m including labour dismantling the bund after completion of the work etc. complete. (PRICE Code: 60.1.1) | 1276.2 | metre | PRICE Data | Others | Others
RING BUND Type II Putting up ring bund with earth fille gunny bags of top width 1.0m bottom width 2.0m height 2.0 m side and filling in between with earth to form ring bund and maintaining the same leak proof till the completion of the work and clearing the site by dismantling the bund after completion of the work.etc.complete. (PRICE Code: 60.1.2) | 984.85 | metre | PRICE Data | Others | Others
EARTH WORK FILLING- Supplying contractors own earth including cost of conveyance and royalty and filling (excluding rock) in trenches, plinth, sides of foundations etc. in layers not exceeding 20 cm in depth, consolidating each deposited layer by ramming and watering, lead up to 50 m and lift up to 1.5 m. (PRICE Code: 60.2.1) | 387.8 | cum | PRICE Data | Others | Others
Bailing out water Using 5HP Pump- Bailing out water with 5HP engine and pump set including conveyance to site and erection,cost of fuel, lubrication oil and other stores, pay of staff etc complete (PRICE Code: 60.2.2) | 283.25 | hour | PRICE Data | Others | Others
Bailing out water using pump above 5 HP and Up to 10 HP-Bailing out water with engine and pump set above 5HP and up to 10HP, including conveyance to site and erection,cost of fuel, lubrication oil and other stores, pay of staff etc complete (PRICE Code: 60.2.3) | 324.85 | hour | PRICE Data | Others | Others
BAILING OUT WATER USING PUMP ABOVE 10HP AND UP TO 20HP - Bailing out water with engine and pump set above 10HP and up to 20HP, including conveyance to site and erection,cost of fuel, lubrication oil and other stores, pay of staff etc complete (PRICE Code: 60.2.4) | 402.4 | hour | PRICE Data | Others | Others
BAILING OUT WATER USING PUMP ABOVE 20HP AND UP TO 30HP -Bailing out water with engine and pump set above 25HP and up to 30HP, including conveyance to site and errection,cost of fuel, lubrication oil and other stores, pay of staff etc complete (PRICE Code: 60.2.5) | 723.6 | hour | PRICE Data | Others | Others
BAILING OUT WATER USING PUMP ABOVE 30HP AND UP TO 40HP - Bailing out water with engine and pump set above 30HP and up to 40HP, including conveyance to site and erection,cost of fuel, lubrication oil and other stores, pay of staff etc complete (PRICE Code: 60.2.6) | 840.65 | hour | PRICE Data | Others | Others
BAILING OUT WATER BY ENGAGING COOLIE - Bailing out water by engaging coolie where ever necessary where pumping with engine and pump set not possible (PRICE Code: 60.2.7) | 648.1 | Day | PRICE Data | Others | Others
Supplying and fixing structural steel channel ISMC 75X40mm for holding shutter planks including cutting ,hoisting fixing in position with material and labour charges etc complete (PRICE Code: 60.3) | 395.9 | metre | PRICE Data | Others | Others
Locking Arrangements - Supplying and Fixing lock and locking arrangements with suitable chain hooks,and padlock of 65mm size. (PRICE Code: 60.4) | 838.3 | each | PRICE Data | Others | Others
MS Rings - 100mm dia (PRICE Code: 60.5) | 31.15 | set | PRICE Data | Others | Others
DOWEL BARS - Supplying and providing MS dowel bars of size 20 mm dia , 1.5m long (1m in rock and 0.5 m in concrete ) including drilling holes of 25mm dia and filling the gap with cement grout ( 0.25kg/each) etc complete (PRICE Code: 60.5.1) | 370.6 | each | PRICE Data | Others | Others
DOWEL BARS - Supplying and providing MS dowel bars of size 16 mm dia of 2m long (1m in rock and 1m in concrete ) including drilling holes of 20mm dia to a depth of 1m in rock and filling the gap with cement grout( 0.10kg/each) etc complete. (PRICE Code: 60.5.2) | 340.4 | each | PRICE Data | Others | Others
DOWEL BARS - Supplying and Providing MS dowel bars of size 25 mm dia of 2.0m long (1m in rock and 1m in concrete ) including drilling holes of 30mm dia and filling the gap with cement grout( 0.50kg/each) etc complete (PRICE Code: 60.5.3) | 587.65 | each | PRICE Data | Others | Others
PVC WEEP HOLES- Providing weep holes using 75mm dia. PVC pipes working pressure 4kg /sq.cm including cost of materials, conveyance, labour charges etc. complete. (PRICE Code: 60.6) | 112.15 | metre | PRICE Data | Others | Others
Laterite Masonry - Laterite masonry using neatly dressed stones of size 44cmx24cmx14cm in CM 1:6 including all cost of conveyance and labour charges etc. complete. (PRICE Code: 60.6.1) | 5550.5 | cum | PRICE Data | Others | Others
DRY RUBBLE MASONRY _ Dry rubble without concrete levelling course masonry with good quality blasted rubble including packing to compactness to lines and levels cost and conveyance of all materials labour charges etc. complete as per direction of Departmental officers at site (PRICE Code: 60.7.1) | 2575 | cum | PRICE Data | Others | Others
DR PACKING Under foundation - Dry stone packing under foundation with good quality blasted rubble including conveyance of material and labour charges etc. complete as per direction of departmental officers at site. (PRICE Code: 60.7.2) | 1922.3 | cum | PRICE Data | Others | Others
DISMANTLING DR - Dismanling , clearing away and carefully stacking materials useful for reuse for any thickness of walls in DR masonry including disposal of debris within a distance of 150m. (PRICE Code: 60.7.3) | 453.7 | cum | PRICE Data | Others | Others
DR PACKING FOR APRONS - Rough stone dry packing for apron with good quality blasted rubble including packing to compactness to lines levels, cost and conveyance of all materials labour charges etc. complete as per direction of Departmental officers at site (PRICE Code: 60.7.4) | 2673.8 | cum | PRICE Data | Others | Others
Supplying and stacking granite stone 20 to 45 dm3 for dumping works- Supplying at site of work granite stone 20 to 45 dm3 in size (60% 45m3,30%30 to 40dm3 and 10% 20 to 30dm3 stones) for measurement ( deducting not less than 15% for voids as fixed by the departmental officer at site) including all cost, conveyance, loading and unloading charges all other incidental charges all leads and lifts etc. complete as per the direction of the departmental officers at site. (PRICE Code: 60.7.6) | 1499.35 | cum | PRICE Data | Others | Others
Conveyance and dumping of departmental granite stones-Conveyance of departmental granite stone 20 to 45 dm3 in size from stack at site and dumping in position (60% 45m3,30%30 to 40dm3 and 10% 20 to 30dm3 stones) to lines and levels to from the core of the sea wall as per approved design including all leads and lifts etc. complete as per the direction of the departmental officers at site. (PRICE Code: 60.7.7) | 454.9 | cum | PRICE Data | Others | Others
DR with Departmental. Stone - DRY RUBBLE MASONRY _ Dry rubble without concrete levelling course using departmental rubble including packing to compactness to lines and levels, labour charges etc. complete as per direction of Departmental officers at site (PRICE Code: 60.7.8) | 1084.6 | cum | PRICE Data | Others | Others
RR with Departmental. Stone - Random rubble masonry using departmental rubble in foundation and plinth including through and bond stone and levelling up with cement concrete 1:6:12 (1 cement : 6 coarse sand : 12 graded stone aggregate with cement concrete 1:6:12 (1 cement : 6 coarse sand : 12 graded stone aggregate 20 mm nominal size) upto plinth level with Cement mortar 1:6 (1 cement : 6 coarse sand). (PRICE Code: 60.7.9) | 3894.2 | cum | PRICE Data | Others | Others
Shutter for check dams- Supplying and providing Thambagam wood shutter planks 5cm thick including cost of materials and labour charges etc complete (PRICE Code: 60.8) | 888.55 | 10 cud m | PRICE Data | Others | Others
MS Pipes 300mm - Manufacturing supplying and fitting 300mm dia MS pipe of various length with shell thickness 6mm including painting with 2 coats of red oxide primer, laying the same to line and level as directed by departmental officers at site. (PRICE Code: 60.9) | 4273.8 | metre | PRICE Data | Others | Others
MS Flanges for 300mm pipe - Manufacturing supplying and fitting 300mm dia MS Flange having shell thickness 10mm depth 75mm with suitable bolt ,holes,fixing the flange in position with required welding around the flange,pipe joint grinding for smoothing the welded portion,including painting with red oxide primer etc. complete as directed by departments officers. (PRICE Code: 60.1) | 3974.25 | joint | PRICE Data | Others | Others
FIXING TBM- Supplying and fixing TBM with RCC 1:1.5:3 pillar block having a size of 30*30*75 cm, steel reinforcement for RCC work, painting top and sides of pillar with synthetic enamel paint, lettering in the pillar block with 8cm high "TBM" on one face and the reduced level on the outer face, etc complete, fixed in CC1:3:6 using 40 mm metal 55*55*60 cm etc complete and centering and shuttering including strutting , propping and removal of form work for pillar and foundation. (PRICE Code: 60.11.1) | 2759.35 | each | PRICE Data | Others | Others
Taking FLY LEVELS- from the nearest GTS BM and closing on the starting BM including conveyance of instruments etc along road or in heavily built up area or in roads with heavy traffic or in thick jungle ( out turn 4000 m / day ) (PRICE Code: 60.11.2) | 0.6 | metre | PRICE Data | Others | Others
Providing BOUNDARY STONE .- 30*30*75 cm of hard stone 15cm chiseled dressed on all four sides including top including earthwork excavation and levelling course. (PRICE Code: 60.11.5) | 2315.1 | each | PRICE Data | Others | Others
LEVELLING THE BORE HOLE- location site and making platform using sand filled gunny bags including cost of gunny bags and labour charges etc compete for setting the boring rigs ( 60 nos of gunny bags are required for each setting) ./Each (PRICE Code: 60.11.6) | 2825.7 | each | PRICE Data | Others | Others
SETTING UP BORING RIG- at each bore hole location including providing and carrying all necessary plants equipments and materials for boring and dismantling after completion. (PRICE Code: 60.11.7) | 2336.95 | each | PRICE Data | Others | Others
SHIFTING OF PLANT- from bore holes to bore holes by head load including labour etc. complete. (PRICE Code: 60.11.8) | 4971.05 | each | PRICE Data | Others | Others
BORING- with boring equipment through various strata including providing casing pipe and pulling up the same wherever necessary in all kinds of soil including gravelly soil and clay or mixture including all cost of diesel, grease, engine oil and all other labour charges etc complete.(1st depth rate for drilling up to 10 m below G L) (PRICE Code: 60.11.9) | 3045.3 | metre | PRICE Data | Others | Others
BORING- with boring equipment through various strata including providing casing pipe and pulling up the same wherever necessary in all kinds of soil including gravelly soil and clay or mixture including all cost of diesel, grease, engine oil and all other labour charges etc complete.(2nd depth rate for drilling 10 m to 20 m below G L) . (PRICE Code: 60.11.10) | 3386.5 | metre | PRICE Data | Others | Others
BORING- with boring equipment through various strata including providing casing pipe and pulling up the same wherever necessary in all kinds of soil including gravelly soil and clay or mixture including all cost of diesel, grease, engine oil and all other labour charges etc complete.(3rd depth rate for drilling more than 20 m below G L) (PRICE Code: 60.11.11) | 3727.7 | metre | PRICE Data | Others | Others
BORING- with boring equipment through hard rock including providing casing pipe and pulling up the same wherever necessary in all kinds of soil including gravelly soil and clay or mixture including all cost of diesel, grease, engine oil and all other labour charges etc complete.(Drilling in hard rock out turn 1 m/day) (PRICE Code: 60.11.12) | 4097.75 | metre | PRICE Data | Others | Others
PERMEABILITY TEST- In situ tests - Conducting field permeability tests in bore holes of 20m depth at different elevations of average 3m interval, applying pressure of 2Kg/cm2, 4 Kg/cm2, 6Kg/cm2.( both ascending and descending) (PRICE Code: 60.11.15) | 28908 | each | PRICE Data | Others | Others
MS PIPES 400mm - Manufaturing supplying and fitting 400mm dia MS pipe of various length with shell thickness 6mm including painting with 2 coats of red oxide primer, laying the same to line and level as directed by Departmental officers at site. (PRICE Code: 60.18) | 5367.15 | metre | PRICE Data | Others | Others
MS - Flanges for 400mm pipe-Manufaturing supplying and fitting 400 mm dia MS Flange having shell thickness 10 mm depth 75mm with suitable bolt holes fixing the flange in position with required welding around the flange, pipe joint grinding for smoothing the welded portion, including painting with red oxide primer etc. complete (PRICE Code: 60.19) | 5181.55 | joint | PRICE Data | Others | Others
Unified Data For A.S.E works - Collecting beach sand from places as pointed out by departmental officers and forming a bund in the rear side of sea wall to lines and levels within initial leads. (PRICE Code: 60.23) | 157.85 | cum | PRICE Data | Others | Others
A.S.E works- Providing fascine mattress foundation consisting of brushwood upto 5 cm.dia with coir and three knote of G.I wire 16mm dia in bundles of 3m length placing bundles in position and keeping them together with stout coir rope to form matting and the entire being held in position(1m3 brush wood upto5cm dia)cutting and stacking charges etc.complete. (PRICE Code: 60.24) | 1827.9 | cum | PRICE Data | Others | Others
A.S.E works-Supplying at site of work silted silicious gravel including stacking the same to standard heaps for measurement etc.complete. (PRICE Code: 60.25) | 1107.8 | cum | PRICE Data | Others | Others
Unified Data for A.S.E works - Conveyance of departmental gravel from stack at site for laying to form the foundation of sea wall with a unit lead of 10m (PRICE Code: 60.26) | 64.8 | cum | PRICE Data | Others | Others
Unified Data For A.S.E works - Dumping and spreading the gravel to form the filter bed of seawall 30cm. thick as per instruction of the departmental Officers at site. (PRICE Code: 60.27) | 194.45 | cum | PRICE Data | Others | Others
A.S.E -Reformation works - Thiruvananthapuram- Supplying hard granite soling stone 75mm to 150mm size and stacking the same for measurement. (PRICE Code: 60.28.1) | 2392.7 | cum | PRICE Data | Others | Others
A.S.E -Reformation works - Kollam - Supplying hard granite soling stone 75mm to 150mm size and stacking the same for measurement. (PRICE Code: 60.28.2) | 2745.8 | cum | PRICE Data | Others | Others
A.S.E -Reformation works - Alappuzha - Supplying hard granite soling stone 75mm to 150mm size and stacking the same for measurement. (PRICE Code: 60.28.3) | 2997.85 | cum | PRICE Data | Others | Others
A.S.E -Reformation works - Ernakulam- Supplying hard granite soling stone 75mm to 150mm size and stacking the same for measurement. (PRICE Code: 60.28.4) | 2759.7 | cum | PRICE Data | Others | Others
A.S.E -Reformation works - Thrissur- Supplying hard granite soling stone 75mm to 150mm size and stacking the same for measurement. (PRICE Code: 60.28.5) | 2882.85 | cum | PRICE Data | Others | Others
A.S.E -Reformation works - Malappuram- Supplying hard granite soling stone 75mm to 150mm size and stacking the same for measurement. (PRICE Code: 60.28.6) | 2572.7 | cum | PRICE Data | Others | Others
A.S.E -Reformation works - Calicut - Supplying hard granite soling stone 75mm to 150mm size and stacking the same for measurement. (PRICE Code: 60.28.7) | 2859.6 | cum | PRICE Data | Others | Others
A.S.E -Reformation works - Kannur- Supplying hard granite soling stone 75mm to 150mm size and stacking the same for measurement. (PRICE Code: 60.28.8) | 2585.5 | cum | PRICE Data | Others | Others
A.S.E -Reformation works - Kasaragod- Supplying hard granite soling stone 75mm to 150mm size and stacking the same for measurement. (PRICE Code: 60.28.9) | 2447.3 | cum | PRICE Data | Others | Others
Unified Data for A.S.E works - Carriage of departmental hard granite soling stones 75mm to 150mm size for stacking and laying and spreading the same to form the foundation of seawall with all leads and lifts etc. complete (PRICE Code: 60.29) | 338.1 | cum | PRICE Data | Others | Others
A.S.E -Reformation works - Thituvananthapuram - Supplying quarry run varying in size upto 15cm.max for filter and stacking the same for measurement (PRICE Code: 60.30.1) | 432.05 | cum | PRICE Data | Others | Others
A.S.E -Reformation works - Kollam - Supplying quarry run varying in size upto 15cm.max for filter and stacking the same for measurement (PRICE Code: 60.30.2) | 525.65 | cum | PRICE Data | Others | Others
A.S.E -Reformation works - Alappuzha - Supplying quarry run varying in size upto 15cm.max for filter and stacking the same for measurement (PRICE Code: 60.30.3) | 506.5 | cum | PRICE Data | Others | Others
A.S.E -Reformation works - Ernakukam - Supplying quarry run varying in size upto 15cm.max for filter and stacking the same for measurement (PRICE Code: 60.30.4) | 519.25 | cum | PRICE Data | Others | Others
A.S.E -Reformation works - Thrissur - Supplying quarry run varying in size upto 15cm.max for filter and stacking the same for measurement (PRICE Code: 60.30.5) | 497.2 | cum | PRICE Data | Others | Others
A.S.E -Reformation works - Malappuram - Supplying quarry run varying in size upto 15cm.max for filter and stacking the same for measurement (PRICE Code: 60.30.6) | 519.25 | cum | PRICE Data | Others | Others
A.S.E -Reformation works - Calicut - Supplying quarry run varying in size upto 15cm.max for filter and stacking the same for measurement (PRICE Code: 60.30.7) | 608.5 | cum | PRICE Data | Others | Others
A.S.E -Reformation works - Kannur - Supplying quarry run varying in size upto 15cm.max for filter and stacking the same for measurement (PRICE Code: 60.30.8) | 563.85 | cum | PRICE Data | Others | Others
A.S.E -Reformation works - Kasaragod - Supplying quarry run varying in size upto 15cm.max for filter and stacking the same for measurement (PRICE Code: 60.30.9) | 519.25 | cum | PRICE Data | Others | Others
Unified Data for A.S.E works - Carriage of departmental quarry run from stack at site for laying to form the foundation of sea wall with unit lead of 10m. (PRICE Code: 60.31) | 64.8 | cum | PRICE Data | Others | Others
Unified Data for A.S.E works - Carriage of departmental quarry run from stack at site for laying to form the foundation of sea wall for every additional lead of 10m over the initial lead of 10m. (PRICE Code: 60.32) | 21.6 | cum | PRICE Data | Others | Others
Unified Data for A.S.E works - Laying and packing quarry run varying in size up to 15 cm max. to form filter of sea wall. (PRICE Code: 60.33) | 273.3 | cum | PRICE Data | Others | Others
A.S.E Reformation work- Thiruvananthapuram-Supplying at site of work,granite stones20 to40 dm3 in size , including stacking for measurement. (PRICE Code: 60.34.1) | 2476.8 | cum | PRICE Data | Others | Others
A.S.E Reformation work- Kollam -Supplying at site of work,granite stones20 to40 dm3 in size , including stacking for measurement. (PRICE Code: 60.34.2) | 2824.1 | cum | PRICE Data | Others | Others
A.S.E Reformation work- Alappuzha -Supplying at site of work,granite stones20 to40 dm3 in size , including stacking for measurement. (PRICE Code: 60.34.3) | 3070.35 | cum | PRICE Data | Others | Others
A.S.E Reformation work- Ernakulam -Supplying at site of work,granite stones20 to40 dm3 in size , including stacking for measurement. (PRICE Code: 60.34.4) | 2836.9 | cum | PRICE Data | Others | Others
A.S.E Reformation work- Thrissur -Supplying at site of work,granite stones20 to40 dm3 in size , including stacking for measurement. (PRICE Code: 60.34.5) | 2957.7 | cum | PRICE Data | Others | Others
A.S.E Reformation work- Malappuram -Supplying at site of work,granite stones20 to40 dm3 in size , including stacking for measurement. (PRICE Code: 60.34.6) | 2653.35 | cum | PRICE Data | Others | Others
A.S.E Reformation work- Calicut -Supplying at site of work,granite stones20 to40 dm3 in size , including stacking for measurement. (PRICE Code: 60.34.7) | 2935.6 | cum | PRICE Data | Others | Others
A.S.E Reformation work- Kannur -Supplying at site of work,granite stones20 to40 dm3 in size , including stacking for measurement. (PRICE Code: 60.34.8) | 2666.15 | cum | PRICE Data | Others | Others
A.S.E Reformation work- Kasaragod -Supplying at site of work,granite stones20 to40 dm3 in size , including stacking for measurement. (PRICE Code: 60.34.9) | 2531.4 | cum | PRICE Data | Others | Others
Unified Data for A.S.E works - Carriage of granite stones 20 to 40 dm3 in size from stack at site for dumping to sea wall with unit lead of 10m. (PRICE Code: 60.35) | 77.75 | cum | PRICE Data | Others | Others
A.S.E Reformation work-Thiruvananthapuram-Supplying at site of work,granite stones 45 dm3 in size , including stacking for measurement. (PRICE Code: 60.36.1) | 2476.8 | cum | PRICE Data | Others | Others
A.S.E Reformation work- Kollam -Supplying at site of work,granite stones 45 dm3 in size , including stacking for measurement. (PRICE Code: 60.36.2) | 2824.1 | cum | PRICE Data | Others | Others
A.S.E Reformation work- Alappuzha -Supplying at site of work,granite stones 45 dm3 in size , including stacking for measurement. (PRICE Code: 60.36.3) | 3070.35 | cum | PRICE Data | Others | Others
A.S.E Reformation work- Ernakulam -Supplying at site of work,granite stones 45 dm3 in size , including stacking for measurement. (PRICE Code: 60.36.4) | 2836.9 | cum | PRICE Data | Others | Others
A.S.E Reformation work- Thrissur -Supplying at site of work,granite stones 45 dm3 in size , including stacking for measurement. (PRICE Code: 60.36.5) | 2957.7 | cum | PRICE Data | Others | Others
A.S.E Reformation work-Malappuram-Supplying at site of work,granite stones 45 dm3 in size , including stacking for measurement. (PRICE Code: 60.36.6) | 2653.35 | cum | PRICE Data | Others | Others
A.S.E Reformation work- Calicut -Supplying at site of work,granite stones 45 dm3 in size , including stacking for measurement. (PRICE Code: 60.36.7) | 2935.6 | cum | PRICE Data | Others | Others
A.S.E Reformation work- Kannur -Supplying at site of work,granite stones 45 dm3 in size , including stacking for measurement. (PRICE Code: 60.36.8) | 2666.15 | cum | PRICE Data | Others | Others
A.S.E Reformation work- Kasaragod -Supplying at site of work,granite stones 45 dm3 in size , including stacking for measurement. (PRICE Code: 60.36.9) | 2531.4 | cum | PRICE Data | Others | Others
Unified Data for A.S.E works - Carriage of Granite stones 45dm3 in size from stack at site for dumping to sea wall with unit lead of 10m (PRICE Code: 60.37) | 86 | cum | PRICE Data | Others | Others
Unified Data for A.S.E works - Carriage of granite stones 45 dm3 in size from stack at site for dumping the sea wall for every additional lead of 10m over and above the initial lead (PRICE Code: 60.38) | 28.65 | cum | PRICE Data | Others | Others
Unified Data for A.S.E works - Dumping in position 20 to 45 dm3 in size (60% 45dm3,30% 30 to 40dm3,10% 20 to 30 dm3) to lines and levels to form the core of the sea wall as per the approved design (PRICE Code: 60.39) | 372.2 | cum | PRICE Data | Others | Others
A.S.E -Reformation work- Thiruvananthapuram- Supplying at site of work granite rubble 200 dm3 in size as nearly cubical as possible the minimum dimension in any of the three perpendicular directions passing through the centre of gravity of each individual stone being not less than 45 cm including loading and unloading charges etc. and marking with distinguishing number on three faces with paint etc complete . (PRICE Code: 60.40.1) | 786.45 | each | PRICE Data | Others | Others
A.S.E -Reformation work- Kollam Supplying at site of work granite rubble 200 dm3 in size as nearly cubical as possible the minimum dimension in any of the three perpendicular directions passing through the centre of gravity of each individual stone being not less than 45 cm including loading and unloading charges etc. and marking with distinguishing number on three faces with paint etc complete . (PRICE Code: 60.40.2) | 841.05 | each | PRICE Data | Others | Others
A.S.E -Reformation work- Alappuzha-Supplying at site of work granite rubble 200 dm3 in size as nearly cubical as possible the minimum dimension in any of the three perpendicular directions passing through the centre of gravity of each individual stone being not less than 45 cm including loading and unloading charges etc. and marking with distinguishing number on three faces with paint etc complete . (PRICE Code: 60.40.3) | 907.25 | no | PRICE Data | Others | Others
A.S.E -Reformation work- Ernakulam Supplying at site of work granite rubble 200 dm3 in size as nearly cubical as possible the minimum dimension in any of the three perpendicular directions passing through the centre of gravity of each individual stone being not less than 45 cm including loading and unloading charges etc. and marking with distinguishing number on three faces with paint etc complete . (PRICE Code: 60.40.4) | 844.5 | no | PRICE Data | Others | Others
A.S.E -Reformation work- Thrissur- Supplying at site of work granite rubble 200 dm3 in size as nearly cubical as possible the minimum dimension in any of the three perpendicular directions passing through the centre of gravity of each individual stone being not less than 45 cm including loading and unloading charges etc. and marking with distinguishing number on three faces with paint etc complete . (PRICE Code: 60.40.5) | 877.05 | each | PRICE Data | Others | Others
A.S.E -Reformation work- Malappuram- Supplying at site of work granite rubble 200 dm3 in size as nearly cubical as possible the minimum dimension in any of the three perpendicular directions passing through the centre of gravity of each individual stone being not less than 45 cm including loading and unloading charges etc. and marking with distinguishing number on three faces with paint etc complete . (PRICE Code: 60.40.6) | 856.15 | each | PRICE Data | Others | Others
A.S.E -Reformation work- Calicut- Supplying at site of work granite rubble 200 dm3 in size as nearly cubical as possible the minimum dimension in any of the three perpendicular directions passing through the centre of gravity of each individual stone being not less than 45 cm including loading and unloading charges etc. and marking with distinguishing number on three faces with paint etc complete . (PRICE Code: 60.40.7) | 871.25 | each | PRICE Data | Others | Others
A.S.E -Reformation work- Kannur- Supplying at site of work granite rubble 200 dm3 in size as nearly cubical as possible the minimum dimension in any of the three perpendicular directions passing through the centre of gravity of each individual stone being not less than 45 cm including loading and unloading charges etc. and marking with distinguishing number on three faces with paint etc complete . (PRICE Code: 60.40.8) | 798.05 | each | PRICE Data | Others | Others
A.S.E -Reformation work- Kasaragod- Supplying at site of work granite rubble 200 dm3 in size as nearly cubical as possible the minimum dimension in any of the three perpendicular directions passing through the centre of gravity of each individual stone being not less than 45 cm including loading and unloading charges etc. and marking with distinguishing number on three faces with paint etc complete . (PRICE Code: 60.40.9) | 685.3 | each | PRICE Data | Others | Others
Dumping in position(not to be packed)granite rubble 200dm3 in size suitably to form the armour course of sea wall as per approved design(dumping with a lead upto 50m)using rail track or pneumatic type equipment with crane or winches or by any other method each trip to take 3 minutes and carry 3 stones(1.6 ton) (PRICE Code: 60.41) | 126.7 | each | PRICE Data | Others | Others
Dumping in position( to be packed)granite rubble 200dm3 in size suitably to form the armour course of sea wall as per approved design(dumping with a lead upto 50m)using rail track or pneumatic type equipment with crane or winches or by any other method each trip to take 3 minutes and carry 3 stones(1.6 ton) (PRICE Code: 60.42) | 186.4 | no | PRICE Data | Others | Others
Unified Data A.S.E work- Carriage of departmental quarry run from stack at site to the place of dumping and laying and packing to uniform thickness of 30cm from the filter of the sea wall including all leads and lifts etc. complete as per the directions of departmental officers at site. (PRICE Code: 60.43) | 338.1 | cum | PRICE Data | Others | Others
Unified Data for A.S.E work - Conveyance of departmental granite stone 20 to 45 dm3 in size from stack at site and dumping in position (60% 45dm3,30% 30 t0 40dm3 and 10% 20 to 30dm3 stones) to lines and levels to form the core of the sea wall as per approved design including all leads and lifts etc.complete as per the directions of the departmental Officers at site. (PRICE Code: 60.44) | 454.9 | cum | PRICE Data | Others | Others
Unified Data for A.S.E works - Conveyance of departmental granite stones 20 to 40 dm3 in size from stack at site and dumping in position to lines and levels to from the core of the sea wall as per approved design including all leads and lifts, etc. complete as per the directions of the departmental Officers at site. (PRICE Code: 60.45) | 427.75 | cum | PRICE Data | Others | Others
Unified Data for A.S.E work - Conveyance of departmental granite stones 45dm3 in size from stack at site and dumping in position to lines and levels to from the core of the sea wall as per approved design including all leads and lifts , etc. complete as per the directions of the departmental Officers at site. (PRICE Code: 60.46) | 473 | cum | PRICE Data | Others | Others
Unified data for construction of Sea Wall as per Modified Design Suggested by CWPRS Pune - Providing filter of sea wall with woven fabric filter GWF-26-130 weight not less than 130gm/m2 pore size(mm) less than 0.075 with and overlap of 30cm at all joints stitched toghther pulled up in to folds uniformly and sufficiently in both direction for avoiding over extension of fibre of which it is composed and forming the toe to prevent scourage including conveyance and all leads and lifts etc. complete. (PRICE Code: 60.47) | 91.75 | sqm | PRICE Data | Others | Others
Unified Data for Construction of sea wall as per modified design suggested by CWPRS Pune- Providing sand cushion over geo fabric filter by depositing and spreading sea sand in suitable layers with all leads and lifts etc. complete as per the direction of the departmental officers at site. (PRICE Code: 60.48) | 194.45 | cum | PRICE Data | Others | Others
A.S.E works as per CWPRS DESIGN- Thiruvananthapuram- Supplying at site of work granite stones 10 Kg to 80 Kg (75% 10 to 25 Kg ie 5 to 11 Dm3 and 25 % 25 to 80 Kg ie 11 to 34 Dm3 ) and stacking for measurement including cost and conveyance loading and unloading charges all other incidental charges all leads and lifts etc complete. (PRICE Code: 60.49.1) | 2476.8 | cum | PRICE Data | Others | Others
A.S.E works as per CWPRS DESIGN- Kollam - Supplying at site of work granite stones 10 Kg to 80 Kg (75% 10 to 25 Kg ie 5 to 11 Dm3 and 25 % 25 to 80 Kg ie 11 to 34 Dm3 ) and stacking for measurement including cost and conveyance loading and unloading charges all other incidental charges all leads and lifts etc complete. (PRICE Code: 60.49.2) | 2824.1 | cum | PRICE Data | Others | Others
A.S.E works as per CWPRS DESIGN- Alappuzha - Supplying at site of work granite stones 10 Kg to 80 Kg (75% 10 to 25 Kg ie 5 to 11 Dm3 and 25 % 25 to 80 Kg ie 11 to 34 Dm3 ) and stacking for measurement including cost and conveyance loading and unloading charges all other incidental charges all leads and lifts etc complete. (PRICE Code: 60.49.3) | 3070.35 | cum | PRICE Data | Others | Others
A.S.E works as per CWPRS DESIGN- Ernakulam- Supplying at site of work granite stones 10 Kg to 80 Kg (75% 10 to 25 Kg ie 5 to 11 Dm3 and 25 % 25 to 80 Kg ie 11 to 34 Dm3 ) and stacking for measurement including cost and conveyance loading and unloading charges all other incidental charges all leads and lifts etc complete. (PRICE Code: 60.49.4) | 2836.9 | cum | PRICE Data | Others | Others
A.S.E works as per CWPRS DESIGN- Thrissur - Supplying at site of work granite stones 10 Kg to 80 Kg (75% 10 to 25 Kg ie 5 to 11 Dm3 and 25 % 25 to 80 Kg ie 11 to 34 Dm3 ) and stacking for measurement including cost and conveyance loading and unloading charges all other incidental charges all leads and lifts etc complete. (PRICE Code: 60.49.5) | 2957.7 | cum | PRICE Data | Others | Others
A.S.E works as per CWPRS DESIGN- Malappuram- Supplying at site of work granite stones 10 Kg to 80 Kg (75% 10 to 25 Kg ie 5 to 11 Dm3 and 25 % 25 to 80 Kg ie 11 to 34 Dm3 ) and stacking for measurement including cost and conveyance loading and unloading charges all other incidental charges all leads and lifts etc complete. (PRICE Code: 60.49.6) | 2653.35 | cum | PRICE Data | Others | Others
A.S.E works as per CWPRS DESIGN- Calicut- Supplying at site of work granite stones 10 Kg to 80 Kg (75% 10 to 25 Kg ie 5 to 11 Dm3 and 25 % 25 to 80 Kg ie 11 to 34 Dm3 ) and stacking for measurement including cost and conveyance loading and unloading charges all other incidental charges all leads and lifts etc complete. (PRICE Code: 60.49.7) | 2935.6 | cum | PRICE Data | Others | Others
A.S.E works as per CWPRS DESIGN- Kannur - Supplying at site of work granite stones 10 Kg to 80 Kg (75% 10 to 25 Kg ie 5 to 11 Dm3 and 25 % 25 to 80 Kg ie 11 to 34 Dm3 ) and stacking for measurement including cost and conveyance loading and unloading charges all other incidental charges all leads and lifts etc complete. (PRICE Code: 60.49.8) | 2666.15 | cum | PRICE Data | Others | Others
A.S.E works as per CWPRS DESIGN- Kasaragod- Supplying at site of work granite stones 10 Kg to 80 Kg (75% 10 to 25 Kg ie 5 to 11 Dm3 and 25 % 25 to 80 Kg ie 11 to 34 Dm3 ) and stacking for measurement including cost and conveyance loading and unloading charges all other incidental charges all leads and lifts etc complete. (PRICE Code: 60.49.9) | 2531.4 | cum | PRICE Data | Others | Others
Unified Data for construction of sea wall as per Modified design suggested by CWPRS Pune -Carriage of departmental granite stones 10kg to 80kg , 5 to 34 dm3(75% 10 to 25 kg, 25% 25 to 80kg) in size from stack at site and dumping in position to lines and levels including all leads and lifts etc. complete. (PRICE Code: 60.5) | 427.75 | cum | PRICE Data | Others | Others
A.S.E works as per CWPRS DESIGN- Thiruvananthapuram- Supplying at site of work granite stones 80 to150 kg(34 to63 dm3) 50%(34 to 48 dm3) 50% 48 to 63 dm3 in size and stacking for measurement including cost conveyance loading and unloading charges all leads and lifts etc complete. (PRICE Code: 60.51.1) | 2476.8 | cum | PRICE Data | Others | Others
A.S.E works as per CWPRS DESIGN- Kollam - Supplying at site of work granite stones 80 to150 kg(34 to63 dm3) 50%(34 to 48 dm3) 50% 48 to 63 dm3 in size and stacking for measurement including cost conveyance loading and unloading charges all leads and lifts etc complete. (PRICE Code: 60.51.2) | 2824.1 | cum | PRICE Data | Others | Others
A.S.E works as per CWPRS DESIGN- Alappuzha- Supplying at site of work granite stones 80 to150 kg(34 to63 dm3) 50%(34 to 48 dm3) 50% 48 to 63 dm3 in size and stacking for measurement including cost conveyance loading and unloading charges all leads and lifts etc complete. (PRICE Code: 60.51.3) | 3070.35 | cum | PRICE Data | Others | Others
A.S.E works as per CWPRS DESIGN- Ernakulam- Supplying at site of work granite stones 80 to150 kg(34 to63 dm3) 50%(34 to 48 dm3) 50% 48 to 63 dm3 in size and stacking for measurement including cost conveyance loading and unloading charges all leads and lifts etc complete. (PRICE Code: 60.51.4) | 2836.9 | cum | PRICE Data | Others | Others
A.S.E works as per CWPRS DESIGN- Thrissur- Supplying at site of work granite stones 80 to150 kg(34 to63 dm3) 50%(34 to 48 dm3) 50% 48 to 63 dm3 in size and stacking for measurement including cost conveyance loading and unloading charges all leads and lifts etc complete. (PRICE Code: 60.51.5) | 2957.7 | cum | PRICE Data | Others | Others
A.S.E works as per CWPRS DESIGN- Malappuram- Supplying at site of work granite stones 80 to150 kg(34 to63 dm3) 50%(34 to 48 dm3) 50% 48 to 63 dm3 in size and stacking for measurement including cost conveyance loading and unloading charges all leads and lifts etc complete. (PRICE Code: 60.51.6) | 2653.35 | cum | PRICE Data | Others | Others
A.S.E works as per CWPRS DESIGN- Calicut- Supplying at site of work granite stones 80 to150 kg(34 to63 dm3) 50%(34 to 48 dm3) 50% 48 to 63 dm3 in size and stacking for measurement including cost conveyance loading and unloading charges all leads and lifts etc complete. (PRICE Code: 60.51.7) | 2935.6 | cum | PRICE Data | Others | Others
A.S.E works as per CWPRS DESIGN- Kannur- Supplying at site of work granite stones 80 to150 kg(34 to63 dm3) 50%(34 to 48 dm3) 50% 48 to 63 dm3 in size and stacking for measurement including cost conveyance loading and unloading charges all leads and lifts etc complete. (PRICE Code: 60.51.8) | 2666.15 | cum | PRICE Data | Others | Others
A.S.E works as per CWPRS DESIGN- Kasaragod- Supplying at site of work granite stones 80 to150 kg(34 to63 dm3) 50%(34 to 48 dm3) 50% 48 to 63 dm3 in size and stacking for measurement including cost conveyance loading and unloading charges all leads and lifts etc complete. (PRICE Code: 60.51.9) | 2531.4 | cum | PRICE Data | Others | Others
Unified Data for Construction of sea wall - as per Modified Design suggested by CWPRS Pune- Carriage of departmental granite stones 80kg to150 kg (34 dm3 to 63dm3) 50% (34 to 48 dm3) 50% ( 48to 63 dm3) in size from stack at site and dumping in position to lines and levels including all leads and lifts etc complete. (PRICE Code: 60.52) | 450.35 | cum | PRICE Data | Others | Others
A.S.E works as per CWPRS DESIGN- Thiruvananthapuram-Supplying at site of work granite stones of size150 to300 kg(63 to125 dm3) 50% more than 225kg(94dm3) as nearly cubical as possible the minimum dimension in any of the three perpendicular direction passing through the centre of gravity.of each individual stone having not less than 30 cms including loading and unloading charges, marking with distinguishing number on three faces with paint etc complete. (PRICE Code: 60.53.1) | 499.35 | no | PRICE Data | Others | Others
A.S.E works as per CWPRS DESIGN- Kollam-Supplying at site of work granite stones of size150 to300 kg(63 to125 dm3) 50% more than 225kg(94dm3) as nearly cubical as possible the minimum dimension in any of the three perpendicular direction passing through the centre of gravity.of each individual stone having not less than 30 cms including loading and unloading charges, marking with distinguishing number on three faces with paint etc complete. (PRICE Code: 60.53.2) | 522.55 | no | PRICE Data | Others | Others
A.S.E works as per CWPRS DESIGN- Alappey-Supplying at site of work granite stones of size150 to300 kg(63 to125 dm3) 50% more than 225kg(94dm3) as nearly cubical as possible the minimum dimension in any of the three perpendicular direction passing through the centre of gravity.of each individual stone having not less than 30 cms including loading and unloading charges, marking with distinguishing number on three faces with paint etc complete. (PRICE Code: 60.53.3) | 551.6 | no | PRICE Data | Others | Others
A.S.E works as per CWPRS DESIGN- Ernakulam-Supplying at site of work granite stones of size150 to300 kg(63 to125 dm3) 50% more than 225kg(94dm3) as nearly cubical as possible the minimum dimension in any of the three perpendicular direction passing through the centre of gravity.of each individual stone having not less than 30 cm including loading and unloading charges, marking with distinguishing number on three faces with paint etc complete. (PRICE Code: 60.53.4) | 524.9 | no | PRICE Data | Others | Others
A.S.E works as per CWPRS DESIGN- Thrissur-Supplying at site of work granite stones of size150 to300 kg(63 to125 dm3) 50% more than 225kg(94dm3) as nearly cubical as possible the minimum dimension in any of the three perpendicular direction passing through the centre of gravity.of each individual stone having not less than 30 cm including loading and unloading charges, marking with distinguishing number on three faces with paint etc complete. (PRICE Code: 60.53.5) | 538.8 | no | PRICE Data | Others | Others
A.S.E works as per CWPRS DESIGN- Malappuram- Supplying at site of work granite stones of size150 to300 kg(63 to125 dm3) 50% more than 225kg(94dm3) as nearly cubical as possible the minimum dimension in any of the three perpendicular direction passing through the centre of gravity.of each individual stone having not less than 30 cm including loading and unloading charges, marking with distinguishing number on three faces with paint etc complete. (PRICE Code: 60.53.6) | 529.55 | no | PRICE Data | Others | Others
A.S.E works as per CWPRS DESIGN- Calicut- Supplying at site of work granite stones of size150 to300 kg(63 to125 dm3) 50% more than 225kg(94dm3) as nearly cubical as possible the minimum dimension in any of the three perpendicular direction passing through the centre of gravity.of each individual stone having not less than 30 cms including loading and unloading charges, marking with distinguishing number on three faces with paint etc complete. (PRICE Code: 60.53.7) | 536.5 | no | PRICE Data | Others | Others
A.S.E works as per CWPRS DESIGN- Kannur-Supplying at site of work granite stones of size150 to300 kg(63 to125 dm3) 50% more than 225kg(94dm3) as nearly cubical as possible the minimum dimension in any of the three perpendicular direction passing through the centre of gravity.of each individual stone having not less than 30 cms including loading and unloading charges, marking with distinguishing number on three faces with paint etc complete. (PRICE Code: 60.53.8) | 505.15 | no | PRICE Data | Others | Others
A.S.E works as per CWPRS DESIGN- Kasaragod-Supplying at site of work granite stones of size150 to300 kg(63 to125 dm3) 50% more than 225kg(94dm3) as nearly cubical as possible the minimum dimension in any of the three perpendicular direction passing through the centre of gravity.of each individual stone having not less than 30 cms including loading and unloading charges, marking with distinguishing number on three faces with paint etc complete. (PRICE Code: 60.53.9) | 216.65 | no | PRICE Data | Others | Others
A.S.E works as per CWPRS DESIGN- Thiruvananthapuram- Supplying at site of work granite stones of size 300 to 400 Kg (50% more than 350Kg(146 dm3)as nearly cubical as possible the minimum dimension in any of the three perpendicular direction passing through the centre of gravity of each individual stone having not less than 35 cms including loading and unloading charges, marking with distinguishing number on three faces with paint etc complete. (PRICE Code: 60.54.1) | 644.7 | no | PRICE Data | Others | Others
A.S.E. works as per CWPRS DESIGN-Kollam-Supplying at site of work granite stones of size 300 to 400 Kg (50% more than 350Kg(146 dm3)as nearly cubical as possible the minimum dimension in any of the three perpendicular direction passing through the centre of gravity of each individual stone having not less than 35 cms including loading and unloading charges, marking with distinguishing number on three faces with paint etc complete. (PRICE Code: 60.54.2) | 684.2 | no | PRICE Data | Others | Others
A.S.E works as per CWPRS DESIGN- Alleppy-Supplying at site of work granite stones of size 300 to 400 Kg (50% more than 350Kg(146 dm3)as nearly cubical as possible the minimum dimension in any of the three perpendicular direction passing through the centre of gravity of each individual stone having not less than 35 cms including loading and unloading charges, marking with distinguishing number on three faces with paint etc complete. (PRICE Code: 60.54.3) | 731.85 | no | PRICE Data | Others | Others
A.S.E works as per CWPRS DESIGN - Ernakulam- Supplying at site of work granite stones of size 300 to 400 Kg (50% more than 350Kg(146 dm3)as nearly cubical as possible the minimum dimension in any of the three perpendicular direction passing through the centre of gravity of each individual stone having not less than 35 cms including loading and unloading charges, marking with distinguishing number on three faces with paint etc complete. (PRICE Code: 60.54.4) | 686.55 | no | PRICE Data | Others | Others
A.S.E works as per CWPRS DESIGN- ThrissurSupplying at site of work granite stones of size 300 to 400 Kg (50% more than 350Kg(146 dm3)as nearly cubical as possible the minimum dimension in any of the three perpendicular direction passing through the centre of gravity of each individual stone having not less than 35 cms including loading and unloading charges, marking with distinguishing number on three faces with paint etc complete. (PRICE Code: 60.54.5) | 709.75 | no | PRICE Data | Others | Others
A.S.E works as per CWPRS DESIGN- Malappuram-Supplying at site of work granite stones of size 300 to 400 Kg (50% more than 350Kg(146 dm3)as nearly cubical as possible the minimum dimension in any of the three perpendicular direction passing through the centre of gravity of each individual stone having not less than 35 cms including loading and unloading charges, marking with distinguishing number on three faces with paint etc complete. (PRICE Code: 60.54.6) | 694.65 | no | PRICE Data | Others | Others
A.S.E works as per CWPRS DESIGN- Calicut-Supplying at site of work granite stones of size 300 to 400 Kg (50% more than 350Kg(146 dm3)as nearly cubical as possible the minimum dimension in any of the three perpendicular direction passing through the centre of gravity of each individual stone having not less than 35 cms including loading and unloading charges, marking with distinguishing number on three faces with paint etc complete. (PRICE Code: 60.54.7) | 705.1 | no | PRICE Data | Others | Others
A.S.E works as per CWPRS DESIGN - Kannur-Supplying at site of work granite stones of size 300 to 400 Kg (50% more than 350Kg(146 dm3)as nearly cubical as possible the minimum dimension in any of the three perpendicular direction passing through the centre of gravity of each individual stone having not less than 35 cms including loading and unloading charges, marking with distinguishing number on three faces with paint etc complete. (PRICE Code: 60.54.8) | 654 | no | PRICE Data | Others | Others
A.S.E works as per CWPRS DESIGN- Kasaragod-Supplying at site of work granite stones of size 300 to 400 Kg (50% more than 350Kg(146 dm3)as nearly cubical as possible the minimum dimension in any of the three perpendicular direction passing through the centre of gravity of each individual stone having not less than 35 cms including loading and unloading charges, marking with distinguishing number on three faces with paint etc complete. (PRICE Code: 60.54.9) | 361.35 | no | PRICE Data | Others | Others
Unified data for construction of sea wall- as per Modified design suggested by CWPRS Pune -Dumping in position ( not to be packed ) Granite stones 150 kg to 300kg(63 to 125 dm3) in size suitably to form the armour course of sea wall as per the approved design ( dumping with a lead up to 50m) using rail track or pneumatic type equipment with cranes or winches or by any other method ( each trip to take 3 minutes and carry 7 stones - 1.6t ) (PRICE Code: 60.55) | 54.3 | each | PRICE Data | Others | Others
Unified Data for construction of sea wall -as per Modified design suggested by CWPRS Pune -Dumping in position (not to be packed) Granite stones 300kg to 400kg (125 to 167dm3) 50% more than 350kg in size suitably to form the armour course of sea wall as per the approved design (dumping with a lead up to 50m)using rail track or pneumatic type equipment with cranes or winches or by any other method (each trip to take 3 minutes and carry 4 stones) (PRICE Code: 60.56) | 95.05 | each | PRICE Data | Others | Others
Unified data - Construction of sea wall- as per Modified design suggested by CWPRS Pune - Dumping in position (to be packed ) Granite stones 150kg to 300kg (63 to 125dm3) in size suitably to form the armour course of sea wall as per the approved design (dumping with a lead up to 50m) using rail track or pneumatic type equipment with cranes or winches or by any other method (each trip to take 3 minutes and carry 7 stones- 1.6 t (PRICE Code: 60.57) | 66.6 | each | PRICE Data | Others | Others
Unified data- Construction of sea wall- as per Modified design suggested by CWPRS Pune- Dumping in position (to be packed) Granite stones 300kg to 400kg (125 to 167 dm3) 50% more than 350kg in size suitably to form the armour course of sea wall as per the approved design (dumping with a lead up to 50m) using rail track or pneumatic type equipment with cranes or winches or by any other method (each trip to take 3 minutes and carry 4 stones. (PRICE Code: 60.58) | 116.5 | each | PRICE Data | Others | Others
A.S. E - Groynes works- Thiruvananthapuram - Supplying and laying Filter layer 30cm thick at site of work using 1 kg to 10 kg blasted granite stones per approved design including supply of stones , loading from quarry , conveying to site in tipper , weighing on departmental Weigh Bridge for measurement , unloading , dumping at site to lines and levels , rehandling stones for forming the section with the help of tippers and suitable crane and packing of stones if necessary including hire and operational charges of all tools and plants and all sundry expenses , providing and maintaining the runway for movement of vehicles, crane using spalls gravel or sand etc. complete as per the direction of departmental officers at site. (PRICE Code: 60.59.1) | 945.55 | tonne | PRICE Data | Others | Others
A.S. E - Groynes works- Kollam - Supplying and laying Filter layer 30cm thick at site of work using 1 kg to 10 kg blasted granite stones per approved design including supply of stones , loading from quarry , conveying to site in tipper , weighing on departmental Weigh Bridge for measurement , unloading , dumping at site to lines and levels , rehandling stones for forming the section with the help of tippers and suitable crane and packing of stones if necessary including hire and operational charges of all tools and plants and all sundry expenses , providing and maintaining the runway for movement of vehicles, crane using spalls gravel or sand etc. complete as per the direction of departmental officers at site. (PRICE Code: 60.59.2) | 1077.8 | tonne | PRICE Data | Others | Others
A.S. E - Groynes works- Alappuzha - Supplying and laying Filter layer 30cm thick at site of work using 1 kg to 10 kg blasted granite stones per approved design including supply of stones , loading from quarry , conveying to site in tipper , weighing on departmental Weigh Bridge for measurement , unloading , dumping at site to lines and levels , rehandling stones for forming the section with the help of tippers and suitable crane and packing of stones if necessary including hire and operational charges of all tools and plants and all sundry expenses , providing and maintaining the runway for movement of vehicles, crane using spalls gravel or sand etc. complete as per the direction of departmental officers at site. (PRICE Code: 60.59.3) | 1172.2 | tonne | PRICE Data | Others | Others
A.S. E - Groynes works- Ernakulam - Supplying and laying Filter layer 30cm thick at site of work using 1 kg to 10 kg blasted granite stones per approved design including supply of stones , loading from quarry , conveying to site in tipper , weighing on departmental Weigh Bridge for measurement , unloading , dumping at site to lines and levels , rehandling stones for forming the section with the help of tippers and suitable crane and packing of stones if necessary including hire and operational charges of all tools and plants and all sundry expenses , providing and maintaining the runway for movement of vehicles, crane using spalls gravel or sand etc. complete as per the direction of departmental officers at site. (PRICE Code: 60.59.4) | 1083.05 | tonne | PRICE Data | Others | Others
A.S. E - Groynes works- Thrissur - Supplying and laying Filter layer 30cm thick at site of work using 1 kg to 10 kg blasted granite stones per approved design including supply of stones , loading from quarry , conveying to site in tipper , weighing on departmental Weigh Bridge for measurement , unloading , dumping at site to lines and levels , rehandling stones for forming the section with the help of tippers and suitable crane and packing of stones if necessary including hire and operational charges of all tools and plants and all sundry expenses , providing and maintaining the runway for movement of vehicles, crane using spalls gravel or sand etc. complete as per the direction of departmental officers at site. (PRICE Code: 60.59.5) | 1129.15 | tonne | PRICE Data | Others | Others
A.S. E - Groynes works- Malappuram - Supplying and laying Filter layer 30cm thick at site of work using 1 kg to 10 kg blasted granite stones per approved design including supply of stones , loading from quarry , conveying to site in tipper , weighing on departmental Weigh Bridge for measurement , unloading , dumping at site to lines and levels , rehandling stones for forming the section with the help of tippers and suitable crane and packing of stones if necessary including hire and operational charges of all tools and plants and all sundry expenses , providing and maintaining the runway for movement of vehicles, crane using spalls gravel or sand etc. complete as per the direction of departmental officers at site. (PRICE Code: 60.59.6) | 1013 | tonne | PRICE Data | Others | Others
A.S. E - Groynes works- Calicut - Supplying and laying Filter layer 30cm thick at site of work using 1 kg to 10 kg blasted granite stones per approved design including supply of stones , loading from quarry , conveying to site in tipper , weighing on departmental Weigh Bridge for measurement , unloading , dumping at site to lines and levels , rehandling stones for forming the section with the help of tippers and suitable crane and packing of stones if necessary including hire and operational charges of all tools and plants and all sundry expenses , providing and maintaining the runway for movement of vehicles, crane using spalls gravel or sand etc. complete as per the direction of departmental officers at site. (PRICE Code: 60.59.7) | 1120.45 | tonne | PRICE Data | Others | Others
A.S. E - Groynes works- Kannur - Supplying and laying Filter layer 30cm thick at site of work using 1 kg to 10 kg blasted granite stones per approved design including supply of stones , loading from quarry , conveying to site in tipper , weighing on departmental Weigh Bridge for measurement , unloading , dumping at site to lines and levels , rehandling stones for forming the section with the help of tippers and suitable crane and packing of stones if necessary including hire and operational charges of all tools and plants and all sundry expenses , providing and maintaining the runway for movement of vehicles, crane using spalls gravel or sand etc. complete as per the direction of departmental officers at site. (PRICE Code: 60.59.8) | 1017.75 | tonne | PRICE Data | Others | Others
A.S. E - Groynes works- Kasaragod - Supplying and laying Filter layer 30cm thick at site of work using 1 kg to 10 kg blasted granite stones per approved design including supply of stones , loading from quarry , conveying to site in tipper , weighing on departmental Weigh Bridge for measurement , unloading , dumping at site to lines and levels , rehandling stones for forming the section with the help of tippers and suitable crane and packing of stones if necessary including hire and operational charges of all tools and plants and all sundry expenses , providing and maintaining the runway for movement of vehicles, crane using spalls gravel or sand etc. complete as per the direction of departmental officers at site. (PRICE Code: 60.59.9) | 966 | tonne | PRICE Data | Others | Others
A.S. E - Groynes works- Thiruvananthapuram - Supplying and laying Core layer using50 kg to 200kg blasted granite stones as of specific gravity not less than 2.65 as per the approved design , including supply of stones , loading from quarry conveying to site in tipper , weighing on departmental weigh bridge for measurement , unloading and dumping and packing in position at site to lines and levels to form the core layer over the filter already laid by rehandling stones for forming the section with the help of tippers/cranes /any floating arrangementand packing stones if necessary including hire and operational charges of all tools and plants , wages of divers and all sundry expenses , providing and maintaining the runway for the movement of vehicles crane using spalls gravel or sand etc complete as per the direction of departmental officers at site. (PRICE Code: 60.60.1) | 987.3 | tonne | PRICE Data | Others | Others
A.S. E - Groynes works- Kollam - Supplying and laying Core layer using 50 kg to 200kg blasted granite stones as of specific gravity not less than 2.65 as per the approved design , including supply of stones , loading from quarry conveying to site in tipper , weighing on departmental weigh bridge for measurement , unloading and dumping and packing in position at site to lines and levels to form the core layer over the filter already laid by rehandling stones for forming the section with the help of tippers/cranes /any floating arrangementand packing stones if necessary including hire and operational charges of all tools and plants , wages of divers and all sundry expenses , providing and maintaining the runway for the movement of vehicles crane using spalls gravel or sand etc complete as per the direction of departmental officers at site. (PRICE Code: 60.60.2) | 1100.85 | tonne | PRICE Data | Others | Others
A.S. E - Groynes works- Alappuzha - Supplying and laying Core layer using 50 kg to 200kg blasted granite stones as of specific gravity not less than 2.65 as per the approved design , including supply of stones , loading from quarry conveying to site in tipper , weighing on departmental weigh bridge for measurement , unloading and dumping and packing in position at site to lines and levels to form the core layer over the filter already laid by rehandling stones for forming the section with the help of tippers/cranes /any floating arrangementand packing stones if necessary including hire and operational charges of all tools and plants , wages of divers and all sundry expenses , providing and maintaining the runway for the movement of vehicles crane using spalls gravel or sand etc complete as per the direction of departmental officers at site. (PRICE Code: 60.60.3) | 1202.65 | tonne | PRICE Data | Others | Others
A.S. E - Groynes works- Ernakulam - Supplying and laying Core layer using 50 kg to 200kg blasted granite stones as of specific gravity not less than 2.65 as per the approved design , including supply of stones , loading from quarry conveying to site in tipper , weighing on departmental weigh bridge for measurement , unloading and dumping and packing in position at site to lines and levels to form the core layer over the filter already laid by rehandling stones for forming the section with the help of tippers/cranes /any floating arrangementand packing stones if necessary including hire and operational charges of all tools and plants , wages of divers and all sundry expenses , providing and maintaining the runway for the movement of vehicles crane using spalls gravel or sand etc complete as per the direction of departmental officers at site. (PRICE Code: 60.60.4) | 1106.1 | tonne | PRICE Data | Others | Others
A.S. E - Groynes works- Thrissur - Supplying and laying Core layer using 50 kg to 200kg blasted granite stones as of specific gravity not less than 2.65 as per the approved design , including supply of stones , loading from quarry conveying to site in tipper , weighing on departmental weigh bridge for measurement , unloading and dumping and packing in position at site to lines and levels to form the core layer over the filter already laid by rehandling stones for forming the section with the help of tippers/cranes /any floating arrangementand packing stones if necessary including hire and operational charges of all tools and plants , wages of divers and all sundry expenses , providing and maintaining the runway for the movement of vehicles crane using spalls gravel or sand etc complete as per the direction of departmental officers at site. (PRICE Code: 60.60.5) | 1156.1 | tonne | PRICE Data | Others | Others
A.S. E - Groynes works- Malappuram - Supplying and laying Core layer using 50 kg to 200kg blasted granite stones as of specific gravity not less than 2.65 as per the approved design , including supply of stones , loading from quarry conveying to site in tipper , weighing on departmental weigh bridge for measurement , unloading and dumping and packing in position at site to lines and levels to form the core layer over the filter already laid by rehandling stones for forming the section with the help of tippers/cranes /any floating arrangementand packing stones if necessary including hire and operational charges of all tools and plants , wages of divers and all sundry expenses , providing and maintaining the runway for the movement of vehicles crane using spalls gravel or sand etc complete as per the direction of departmental officers at site. (PRICE Code: 60.60.6) | 1030.4 | tonne | PRICE Data | Others | Others
A.S. E - Groynes works- Calicut - Supplying and laying Core layer using 50 kg to 200kg blasted granite stones as of specific gravity not less than 2.65 as per the approved design , including supply of stones , loading from quarry conveying to site in tipper , weighing on departmental weigh bridge for measurement , unloading and dumping and packing in position at site to lines and levels to form the core layer over the filter already laid by rehandling stones for forming the section with the help of tippers/cranes /any floating arrangementand packing stones if necessary including hire and operational charges of all tools and plants , wages of divers and all sundry expenses , providing and maintaining the runway for the movement of vehicles crane using spalls gravel or sand etc complete as per the direction of departmental officers at site. (PRICE Code: 60.60.7) | 1146.95 | tonne | PRICE Data | Others | Others
A.S. E - Groynes works- Kannur - Supplying and laying Core layer using 50 kg to 200kg blasted granite stones as of specific gravity not less than 2.65 as per the approved design , including supply of stones , loading from quarry conveying to site in tipper , weighing on departmental weigh bridge for measurement , unloading and dumping and packing in position at site to lines and levels to form the core layer over the filter already laid by rehandling stones for forming the section with the help of tippers/cranes /any floating arrangementand packing stones if necessary including hire and operational charges of all tools and plants , wages of divers and all sundry expenses , providing and maintaining the runway for the movement of vehicles crane using spalls gravel or sand etc complete as per the direction of departmental officers at site. (PRICE Code: 60.60.8) | 1035.6 | tonne | PRICE Data | Others | Others
A.S. E - Groynes works- Kasaragod - Supplying and laying Core layer using 50 kg to 200kg blasted granite stones as of specific gravity not less than 2.65 as per the approved design , including supply of stones , loading from quarry conveying to site in tipper , weighing on departmental weigh bridge for measurement , unloading and dumping and packing in position at site to lines and levels to form the core layer over the filter already laid by rehandling stones for forming the section with the help of tippers/cranes /any floating arrangementand packing stones if necessary including hire and operational charges of all tools and plants , wages of divers and all sundry expenses , providing and maintaining the runway for the movement of vehicles crane using spalls gravel or sand etc complete as per the direction of departmental officers at site. (PRICE Code: 60.60.9) | 979.95 | tonne | PRICE Data | Others | Others
A.S.E - Groynes works- Thiruvananthapuram-Supplying and Laying toe mound layer using 500 kg to 1000kg blasted granite stones of specific gravity not less than 2.65 as per approved design , including supply of stones, loading from quarry to tipper by crane and conveying to site, weighing on departmental weigh bridge for measurement , unloading and dumping and packing in position at site to lines and levels to form the armoury layer over the csecondary layer already laid, with heavier stones on top layer, by re-handling stones, packing for forming the section with the help of crane, floating arrangement if necessary, including hire and operational charges of all tools and plants , wages of divers and all sundry expenses , providing and maintaining the top surface of runway for the movement of vehicles, crane using spalls gravel or sand etc complete as per the direction of departmental officers at site (PRICE Code: 60.61.1) | 1037.55 | tonne | PRICE Data | Others | Others
A.S.E - Groynes works- Kollam-Supplying and Laying toe mound layer using 500 kg to 1000kg blasted granite stones of specific gravity not less than 2.65 as per approved design , including supply of stones, loading from quarry to tipper by crane and conveying to site, weighing on departmental weigh bridge for measurement , unloading and dumping and packing in position at site to lines and levels to form the armoury layer over the csecondary layer already laid, with heavier stones on top layer, by re-handling stones, packing for forming the section with the help of crane, floating arrangement if necessary, including hire and operational charges of all tools and plants , wages of divers and all sundry expenses , providing and maintaining the top surface of runway for the movement of vehicles, crane using spalls gravel or sand etc complete as per the direction of departmental officers at site Code Description Unit Quantity Rate Amount For 267 Tonne Supplying and providing 500 to 1000kg blasted granite stone (PRICE Code: 60.61.2) | 1139.8 | tonne | PRICE Data | Others | Others
A.S.E - Groynes works- Alleppy-Supplying and Laying toe mound layer using 500 kg to 1000kg blasted granite stones of specific gravity not less than 2.65 as per approved design , including supply of stones, loading from quarry to tipper by crane and conveying to site, weighing on departmental weigh bridge for measurement , unloading and dumping and packing in position at site to lines and levels to form the armoury layer over the csecondary layer already laid, with heavier stones on top layer, by re-handling stones, packing for forming the section with the help of crane, floating arrangement if necessary, including hire and operational charges of all tools and plants , wages of divers and all sundry expenses , providing and maintaining the top surface of runway for the movement of vehicles, crane using spalls gravel or sand etc complete as per the direction of departmental officers at site (PRICE Code: 60.61.3) | 1264.2 | tonne | PRICE Data | Others | Others
A.S.E - Groynes works- Ernakulam-Supplying and Laying toe mound layer using 500 kg to 1000kg blasted granite stones of specific gravity not less than 2.65 as per approved design , including supply of stones, loading from quarry to tipper by crane and conveying to site, weighing on departmental weigh bridge for measurement , unloading and dumping and packing in position at site to lines and levels to form the armoury layer over the csecondary layer already laid, with heavier stones on top layer, by re-handling stones, packing for forming the section with the help of crane, floating arrangement if necessary, including hire and operational charges of all tools and plants , wages of divers and all sundry expenses , providing and maintaining the top surface of runway for the movement of vehicles, crane using spalls gravel or sand etc complete as per the direction of departmental officers at site (PRICE Code: 60.61.4) | 1146.3 | tonne | PRICE Data | Others | Others
A.S.E - Groynes works- Thrissur-Supplying and Laying toe mound layer using 500 kg to 1000kg blasted granite stones of specific gravity not less than 2.65 as per approved design , including supply of stones, loading from quarry to tipper by crane and conveying to site, weighing on departmental weigh bridge for measurement , unloading and dumping and packing in position at site to lines and levels to form the armoury layer over the csecondary layer already laid, with heavier stones on top layer, by re-handling stones, packing for forming the section with the help of crane, floating arrangement if necessary, including hire and operational charges of all tools and plants , wages of divers and all sundry expenses , providing and maintaining the top surface of runway for the movement of vehicles, crane using spalls gravel or sand etc complete as per the direction of departmental officers at site (PRICE Code: 60.61.5) | 1207.65 | tonne | PRICE Data | Others | Others
A.S.E - Groynes works- Malappuram-Supplying and Laying toe mound layer using 500 kg to 1000kg blasted granite stones of specific gravity not less than 2.65 as per approved design , including supply of stones, loading from quarry to tipper by crane and conveying to site, weighing on departmental weigh bridge for measurement , unloading and dumping and packing in position at site to lines and levels to form the armoury layer over the csecondary layer already laid, with heavier stones on top layer, by re-handling stones, packing for forming the section with the help of crane, floating arrangement if necessary, including hire and operational charges of all tools and plants , wages of divers and all sundry expenses , providing and maintaining the top surface of runway for the movement of vehicles, crane using spalls gravel or sand etc complete as per the direction of departmental officers at site (PRICE Code: 60.61.6) | 1054.1 | tonne | PRICE Data | Others | Others
A.S.E - Groynes works- Calicut-Supplying and Laying toe mound layer using 500 kg to 1000kg blasted granite stones of specific gravity not less than 2.65 as per approved design , including supply of stones, loading from quarry to tipper by crane and conveying to site, weighing on departmental weigh bridge for measurement , unloading and dumping and packing in position at site to lines and levels to form the armoury layer over the csecondary layer already laid, with heavier stones on top layer, by re-handling stones, packing for forming the section with the help of crane, floating arrangement if necessary, including hire and operational charges of all tools and plants , wages of divers and all sundry expenses , providing and maintaining the top surface of runway for the movement of vehicles, crane using spalls gravel or sand etc complete as per the direction of departmental officers at site (PRICE Code: 60.61.7) | 1196.35 | tonne | PRICE Data | Others | Others
A.S.E - Groynes works- Kannur-Supplying and Laying toe mound layer using 500 kg to 1000kg blasted granite stones of specific gravity not less than 2.65 as per approved design , including supply of stones, loading from quarry to tipper by crane and conveying to site, weighing on departmental weigh bridge for measurement , unloading and dumping and packing in position at site to lines and levels to form the armoury layer over the csecondary layer already laid, with heavier stones on top layer, by re-handling stones, packing for forming the section with the help of crane, floating arrangement if necessary, including hire and operational charges of all tools and plants , wages of divers and all sundry expenses , providing and maintaining the top surface of runway for the movement of vehicles, crane using spalls gravel or sand etc complete as per the direction of departmental officers at site (PRICE Code: 60.61.8) | 1060.2 | tonne | PRICE Data | Others | Others
A.S.E - Groynes works- Kasaragod-Supplying and Laying toe mound layer using 500 kg to 1000kg blasted granite stones of specific gravity not less than 2.65 as per approved design , including supply of stones, loading from quarry to tipper by crane and conveying to site, weighing on departmental weigh bridge for measurement , unloading and dumping and packing in position at site to lines and levels to form the armoury layer over the csecondary layer already laid, with heavier stones on top layer, by re-handling stones, packing for forming the section with the help of crane, floating arrangement if necessary, including hire and operational charges of all tools and plants , wages of divers and all sundry expenses , providing and maintaining the top surface of runway for the movement of vehicles, crane using spalls gravel or sand etc complete as per the direction of departmental officers at site (PRICE Code: 60.61.9) | 991.9 | tonne | PRICE Data | Others | Others
A.S.E - Groynes works- Thiruvananthapuram- Supplying and Providing Armour Layer using 1000kg 2500kg blasted granite stones of specific gravity not less than 2.65 as per approved design , including supply of stones, loading from quarry to tipper by crane and conveying to site, weighing on departmental weigh bridge for measurement , unloading and dumping and packing in position at site to lines and levels to form the armoury layer over the csecondary layer already laid, with heavier stones on top layer, by re-handling stones, packing for forming the section with the help of crane, floating arrangement if necessary, including hire and operational charges of all tools and plants , wages of divers and all sundry expenses , providing and maintaining the top surface of runway for the movement of vehicles, crane using spalls gravel or sand etc complete as per the direction of departmental officers at site (PRICE Code: 60.62.1) | 1048.6 | tonne | PRICE Data | Others | Others
A.S.E - Groynes works- Kollam-Supplying and Providing Armour Layer using 1000kg 2500kg blasted granite stones of specific gravity not less than 2.65 as per approved design , including supply of stones, loading from quarry to tipper by crane and conveying to site, weighing on departmental weigh bridge for measurement , unloading and dumping and packing in position at site to lines and levels to form the armoury layer over the csecondary layer already laid, with heavier stones on top layer, by re-handling stones, packing for forming the section with the help of crane, floating arrangement if necessary, including hire and operational charges of all tools and plants , wages of divers and all sundry expenses , providing and maintaining the top surface of runway for the movement of vehicles, crane using spalls gravel or sand etc complete as per the direction of departmental officers at site (PRICE Code: 60.62.2) | 1150.85 | tonne | PRICE Data | Others | Others
A.S.E - Groynes works- Alleppy-Supplying and Providing Armour Layer using 1000kg 2500kg blasted granite stones of specific gravity not less than 2.65 as per approved design , including supply of stones, loading from quarry to tipper by crane and conveying to site, weighing on departmental weigh bridge for measurement , unloading and dumping and packing in position at site to lines and levels to form the armoury layer over the csecondary layer already laid, with heavier stones on top layer, by re-handling stones, packing for forming the section with the help of crane, floating arrangement if necessary, including hire and operational charges of all tools and plants , wages of divers and all sundry expenses , providing and maintaining the top surface of runway for the movement of vehicles, crane using spalls gravel or sand etc complete as per the direction of departmental officers at site (PRICE Code: 60.62.3) | 1275.25 | tonne | PRICE Data | Others | Others
A.S.E - Groynes works- Ernakulam-Supplying and Providing Armour Layer using 1000kg 2500kg blasted granite stones of specific gravity not less than 2.65 as per approved design , including supply of stones, loading from quarry to tipper by crane and conveying to site, weighing on departmental weigh bridge for measurement , unloading and dumping and packing in position at site to lines and levels to form the armoury layer over the csecondary layer already laid, with heavier stones on top layer, by re-handling stones, packing for forming the section with the help of crane, floating arrangement if necessary, including hire and operational charges of all tools and plants , wages of divers and all sundry expenses , providing and maintaining the top surface of runway for the movement of vehicles, crane using spalls gravel or sand etc complete as per the direction of departmental officers at site (PRICE Code: 60.62.4) | 1157.35 | tonne | PRICE Data | Others | Others
A.S.E - Groynes works- Thrissur-Supplying and Providing Armour Layer using 1000kg 2500kg blasted granite stones of specific gravity not less than 2.65 as per approved design , including supply of stones, loading from quarry to tipper by crane and conveying to site, weighing on departmental weigh bridge for measurement , unloading and dumping and packing in position at site to lines and levels to form the armoury layer over the csecondary layer already laid, with heavier stones on top layer, by re-handling stones, packing for forming the section with the help of crane, floating arrangement if necessary, including hire and operational charges of all tools and plants , wages of divers and all sundry expenses , providing and maintaining the top surface of runway for the movement of vehicles, crane using spalls gravel or sand etc complete as per the direction of departmental officers at site (PRICE Code: 60.62.5) | 1218.7 | tonne | PRICE Data | Others | Others
A.S.E - Groynes works- Malappuram- Supplying and Providing Armour Layer using 1000kg 2500kg blasted granite stones of specific gravity not less than 2.65 as per approved design , including supply of stones, loading from quarry to tipper by crane and conveying to site, weighing on departmental weigh bridge for measurement , unloading and dumping and packing in position at site to lines and levels to form the armoury layer over the csecondary layer already laid, with heavier stones on top layer, by re-handling stones, packing for forming the section with the help of crane, floating arrangement if necessary, including hire and operational charges of all tools and plants , wages of divers and all sundry expenses , providing and maintaining the top surface of runway for the movement of vehicles, crane using spalls gravel or sand etc complete as per the direction of departmental officers at site (PRICE Code: 60.62.6) | 1065.15 | tonne | PRICE Data | Others | Others
A.S.E - Groynes works- Calicut-Supplying and Providing Armour Layer using 1000kg 2500kg blasted granite stones of specific gravity not less than 2.65 as per approved design , including supply of stones, loading from quarry to tipper by crane and conveying to site, weighing on departmental weigh bridge for measurement , unloading and dumping and packing in position at site to lines and levels to form the armoury layer over the csecondary layer already laid, with heavier stones on top layer, by re-handling stones, packing for forming the section with the help of crane, floating arrangement if necessary, including hire and operational charges of all tools and plants , wages of divers and all sundry expenses , providing and maintaining the top surface of runway for the movement of vehicles, crane using spalls gravel or sand etc complete as per the direction of departmental officers at site (PRICE Code: 60.62.7) | 1207.4 | tonne | PRICE Data | Others | Others
A.S.E - Groynes works- Kannur-Supplying and Providing Armour Layer using 1000kg 2500kg blasted granite stones of specific gravity not less than 2.65 as per approved design , including supply of stones, loading from quarry to tipper by crane and conveying to site, weighing on departmental weigh bridge for measurement , unloading and dumping and packing in position at site to lines and levels to form the armoury layer over the csecondary layer already laid, with heavier stones on top layer, by re-handling stones, packing for forming the section with the help of crane, floating arrangement if necessary, including hire and operational charges of all tools and plants , wages of divers and all sundry expenses , providing and maintaining the top surface of runway for the movement of vehicles, crane using spalls gravel or sand etc complete as per the direction of departmental officers at site (PRICE Code: 60.62.8) | 1071.25 | tonne | PRICE Data | Others | Others
A.S.E - Groynes works- Kasaragod-Supplying and Providing Armour Layer using 1000kg 2500kg blasted granite stones of specific gravity not less than 2.65 as per approved design , including supply of stones, loading from quarry to tipper by crane and conveying to site, weighing on departmental weigh bridge for measurement , unloading and dumping and packing in position at site to lines and levels to form the armoury layer over the csecondary layer already laid, with heavier stones on top layer, by re-handling stones, packing for forming the section with the help of crane, floating arrangement if necessary, including hire and operational charges of all tools and plants , wages of divers and all sundry expenses , providing and maintaining the top surface of runway for the movement of vehicles, crane using spalls gravel or sand etc complete as per the direction of departmental officers at site (PRICE Code: 60.62.9) | 1002.95 | tonne | PRICE Data | Others | Others
FRP SHUTTERS - Supplying and fixing FRP Channels of "C" profile and sill beam size 100x100x100 mm with flange of 50 to 75mm depth in the grooves already arranged and as per the direction of departmental .officers. (PRICE Code: 60.63.1) | 2139.95 | metre | PRICE Data | Others | Others
FRP SHUTTERS - Supplying and fixing FRP shutters of suitable size to with stand the design and max water pressure as prescribed by the departmental officer and installing the FRP channels provided in the grooves already arranged and as per the direction of departmental .officers. (PRICE Code: 60.63.2) | 20982.5 | sqm | PRICE Data | Others | Others
Coconut Pile - Supplying and stacking well matured straight coconut post for driving down throug various strata bellow bed level including cost coveyance labour charges etc complete. (PRICE Code: 60.64.1) | 134.5 | metre | PRICE Data | Others | Others
Coconut Pile - Supplying and stacking well matured 1/2 split and straight coconut post for driving down throug various strata bellow bed level including cost coveyance labour charges etc complete. (PRICE Code: 60.64.2) | 109.65 | metre | PRICE Data | Others | Others
Coconut pile -Supplying 1/4 split well matured and straight coconut wailing pieces and tied to the post with iron wires etc complete as per standard specification. (PRICE Code: 60.64.3) | 76.05 | metre | PRICE Data | Others | Others
Coconut Pile - Driving down coconut pile to lines and levels through variuos strata including all hire charges and labour for fixing , staging platform and all other appliances necessary for pile driving down after pointing the bottom end (PRICE Code: 60.64.4) | 811.3 | metre | PRICE Data | Others | Others
Coconut Pile- Driving down half split coconut pile to lines and levels through variuos strata including all hire charges and labour for fixing , staging platform and all other appliances necessary for pile driving down after pointing the bottom end (PRICE Code: 60.64.5) | 407.55 | metre | PRICE Data | Others | Others
Cutting and removing the excess length of wooden piles to lines and levels and removing the cut end of piles and stacking within 150m (PRICE Code: 60.64.6) | 143.7 | each | PRICE Data | Others | Others
Providing Z steel sheet pile of size 400x185x7.5/8.5 driving down vertically in lines and levels interlocking with adjacent piles with suitable pile driving unit and all accessories including all labour hire charges etc. complete and as per the directions of departmental officers at site. (PRICE Code: 60.65) | 13845.95 | sqm | PRICE Data | Others | Others
GeoTextile tubes - Supply of GeoTextile tubes with shroud covering (9.42m circumference, 20m length) and top covering with shroud for top tube of groins which are quality tested which shall be made up of polister, high strength woven geotextile material fabric, having 175 Kn/m tunsile strength in MD and 175KN /m in CMD with AOS (095) of 0.250mm as per ASTM codes in vogue as per direction of Engineer in charge (PRICE Code: 60.68.1) | 174225 | each | PRICE Data | Others | Others
Installation of Geotubes - Installation of 2no.s bottom tubes and 1no. top Geotextiletubes of length 20m on land (dry installation) including transportation of tubes to filling location, unrolling the tubes, laying on land at desired position, Hydraulic filling of Geotextile tubes using excavated sand with the help of dredge pump or by some other mechanical means as necessary to achieve a suitable finished height of not less than 55% of diametre of tube , closing the port mouth suitably as per standard practice and placeing the filled Geotextile Tubes in position. All complete as per the proposed section and as per the direction of the Engineer in charge. (PRICE Code: 60.68.2) | 27244.1 | metre | PRICE Data | Others | Others
Hire and operational charges of pneumatic rock drill (PRICE Code: 65.1) | 230 | Day | PRICE Data | Others | Others
Air compressor( 200cfm to 300 cfm) (PRICE Code: 65.2) | 7249.6 | Day | PRICE Data | Others | Others
Light crane (PRICE Code: 65.3) | 5816.7 | Day | PRICE Data | Others | Others
Mobile crane (PRICE Code: 65.4) | 11329.8 | Day | PRICE Data | Others | Others
20T capacity crane (PRICE Code: 65.5) | 14812 | Day | PRICE Data | Others | Others
Hire of drill rods (PRICE Code: 65.6) | 80.5 | metre | PRICE Data | Others | Others
Hydraulic excavator (PRICE Code: 65.7) | 9200 | Day | PRICE Data | Others | Others
Cost of one meter link chain 7 meter long with shackle (PRICE Code: 65.8) | 9660 | metre | PRICE Data | Others | Others
Depreciation for chain and hook for lifting armour stones( assuming that one number M.S. link chain, 7m long with shackle having a market rate of Rs. 1200/m will lift a maximum of 6000 T) (PRICE Code: 65.8.1) | 2 | tonne | PRICE Data | Others | Others
Cost of tippler Platform using 15mm M.S. plate = 3.5x2.5x0.015x7850=1030.31Kg Raising sides using 20mm M.S. Plates = 8.5x0.65x0.015x7850= 650.57Kg I-section length and width wise ( ISMB 225)=(2x3.5+4x2.5)x31.2= 530.40 kg I-section length and width wise ( ISMB 175)=(2x3.5)x19.3= 135.1 kg Top channels 3 sides( ISMC 125)=8.5mx12.7Kg/m=107.95kg Side vertical channels for stability ( ISMC 100)= 3 x4x0.65mx9.2Kg/m=71.76kg Weight of tippler unit = 2526.09 Kg, quantity of chain ( 7 m each @40kg/m -4 No.) = 1120 kg Weight of one Tippler with chain = 3646.09 kg. Tippler can be used for three years (PRICE Code: 65.9) | 416380.05 | each | PRICE Data | Others | Others
Scrap value of tippler after 3 years (PRICE Code: 65.9.1) | -41638.02 | each | PRICE Data | Others | Others
Cost of one tippler unit after deducting scrap value (PRICE Code: 65.9.2) | 374742.05 | each | PRICE Data | Others | Others
Hire charge of tippler after deducting scrap value ( assuming 200 working days in a year) Hire of tippler: Interest @ 11%, depreciation @ 33.33%, Repairs and maintenance @ 10% = 54.33% ( Hire charge per year @ 54.33%) (PRICE Code: 65.9.3) | 1018 | Day | PRICE Data | Others | Others
Cost of drilling 25m with pneumatic hammer (PRICE Code: 65.1) | 327.4 | metre | PRICE Data | Others | Others
Cost of Blasting 6 nos of 3 m holes drilled and blasted will give above 6x3x0.75=13.5 cum of blasted rubble (PRICE Code: 65.11) | 838.7 | cum | PRICE Data | Others | Others
Cost of stone (PRICE Code: 65.11.1) | 339.15 | tonne | PRICE Data | Others | Others
Loading at quarry for all categories of stones ( assuming that 40% of loading using crane and 60% loading using excavator) Assuming a tipper of capacity 15T and an average load of 20 loads per day Quantity of stones per day = 20x15=300T 180T using excavator and 120T using crane Assuming that 15T can be loaded by an excavator and crane in 24minutes (PRICE Code: 65.12) | 33.5 | tonne | PRICE Data | Others | Others
Sorting and loading at site Sorting and loading charges of 10 to 200 kg and above ( Details of 300 tonne (PRICE Code: 65.13) | 37.25 | tonne | PRICE Data | Others | Others
Rehandling charge of 10 to 200kg stones - Rate for rehandling 300T (PRICE Code: 65.14) | 21.75 | tonne | PRICE Data | Others | Others
Unloading 10 to 200kg stones from lorry for forming the core of breakwater, rehandling and placing as per drawing (PRICE Code: 65.14.1) | 8.7 | tonne | PRICE Data | Others | Others
Charges for unloading,placing and packing 300Kg to 500 Kg stone, For Unloading tippers are used no cost is involved in unloadingAssuming that 50% of the stones to be re-handled (Rehandling ,placing and packing)- Details for 100 tonne (PRICE Code: 65.15) | 115.1 | tonne | PRICE Data | Others | Others
Charges for Unloading, placing and packing 500 kg and above Assuming that 200 T can be unloaded using a hydraulic excavator Unloading stones above 500 kg from lorries, rehandling and placing stones and forming the section as per the approved drawings (20t crane is used and average out turn 200t/day) (PRICE Code: 65.16) | 114.9 | tonne | PRICE Data | Others | Others
Supplying granite quarry run from approved quarry to sorting site by lorry/ tipper, and sorting the stones into 5 kg to 10 kg category stones of approved quality with specific gravity ranging from 2.65 to 2.8 for forming the filter layer of breakwater inclusive of cost of stones, hire of lorries and machineries, labour charges required at quarry and at sorting place and the measurements of categorized stones after proper sorting are taken on weigh bridge installed at site at the cost of the contractor with approved software having printouts using contractors supplied papers, stationeries and conveyed to the approved alignment of the breakwater including conveyance from sorting platform and dumping stones using tippler (3.5x2.5 sqm size) or any suitable methods installed at site on a moving crane having a capaciaty of not less than 20T and placing the stones at sea bed in uniform layer of design thickness for forming filter layer of breakwater as per the approved drawing and design and inspecting the profile once in a week including hire and operational charges of T & P, tippler, crane and all incidental charges etc. complete as per the direction of departmental officers at site. Thiruvananthapuram District (PRICE Code: 65.17) | 839.25 | tonne | PRICE Data | Others | Others
Supplying blasted rock from approved quarry to sorting site by lorry/ tipper, and sorting the stones into 10kg to 200kg category stones of approved quality having specific gravity ranging from 2.65 to 2.8 for forming the core of rubble mound breakwater inclusive of cost of stones, hire of lorries and machineries, labour charges required at quarry and at sorting place and measurements of categorized stones after proper sorting are taken on weigh bridge installed at site at the cost of the contractor with approved software having printouts using contractors supplied papers, stationeries and conveyed to the approved alignment of the breakwater and rehandling and forming the core of the break water to the lines and levels as per the approved drawings and inspecting the profile once in a week with tolerance of +/- 20cm in final levels including all cost and labour charges, hire and operational charges of light crane and cost of spalls/ quarry muck and labour for forming the roadway for movement of lorries/ tippers / cranes etc including all incidental charges etc complete as per the direction of departmental officers at site Thiruvananthapuram District (PRICE Code: 65.18) | 748 | tonne | PRICE Data | Others | Others
Supplying blasted rock from approved quarry to sorting site and sorting the stones into 300kg to 500kg category stones of approved quality having specific gravity ranges from 2.65 to 2.8 for forming the secondary armour and berm of rubble mount breakwater inclusive of cost of stones, hire of lorries and machineries, labour charges required at quarry and at sorting place and the measurements of catagorised stones after proper sorting are taken on weigh bridge installed at site at the cost of the contractor with approved software having printouts using contractors supplied papers, stationeries and conveyed to the approved alignment of the breakwater and forming the secondary armour and berm of the breakwater to the lines and levels as per approved drawings with tolerance of +/- 20 cm in final levels including all cost and labour charges, hire and operational charges of mobile crane and excavator, rehandling, placing and packing and using mobile crane, inspecting the profile once in a week and cost of spalls/quarry muck and hire of machineries for forming the roadway for movement of lorries/tippers/cranes etc including all incidental charges etc complete as per the direction of departmental officers at site Thiruvananthapuram District (PRICE Code: 65.19) | 883.7 | tonne | PRICE Data | Others | Others
Supplying blasted rock from approved quarry to sorting site and sorting the stones into 500kg and above category stones of approved quality having specific gravity ranges from 2.65 to 2.8 for forming the primary armour and berm of rubble mount breakwater inclusive of cost of stones, hire of lorries and machineries, labour charges required at quarry and at sorting place and the measurements of catagorised stones after proper sorting are taken on weigh bridge installed at site at the cost of the contractor with approved software having printouts using contractors supplied papers, stationeries and conveyed to the approved alignment of the breakwater and forming the primary armour of the breakwater to the lines and levels as per approved drawings with tolerance of +/- 20 cm in final levels including all cost and labour charges, hire and operational charges of mobile crane and excavator, rehandling, placing and packing and using mobile crane, inspecting the profile once in a week and cost of spalls/quarry muck and hire of machineries for forming the roadway for movement of lorries/tippers/cranes etc including all incidental charges etc complete as per the direction of departmental officers at site Thiruvananthapuram District (PRICE Code: 65.2) | 869.9 | tonne | PRICE Data | Others | Others
Supplying granite quarry run from approved quarry to sorting site by lorry/ tipper, and sorting the stones into 5 kg to 10 kg category stones of approved quality with specific gravity ranging from 2.65 to 2.8 for forming the filter layer of breakwater inclusive of cost of stones, hire of lorries and machineries, labour charges required at quarry and at sorting place and the measurements of categorized stones after proper sorting are taken on weigh bridge installed at site at the cost of the contractor with approved software having printouts using contractors supplied papers, stationeries and conveyed to the approved alignment of the breakwater including conveyance from sorting platform and dumping stones using tippler (3.5x2.5 sqm size) or any suitable methods installed at site on a moving crane having a capaciaty of not less than 20T and placing the stones at sea bed in uniform layer of design thickness for forming filter layer of breakwater as per the approved drawing and design and inspecting the profile once in a week including hire and operational charges of T & P, tippler, crane and all incidental charges etc. complete as per the direction of departmental officers at site. Kollam District (PRICE Code: 65.21) | 828.9 | tonne | PRICE Data | Others | Others
Supplying blasted rock from approved quarry to sorting site by lorry/ tipper, and sorting the stones into 10kg to 200kg category stones of approved quality having specific gravity ranging from 2.65 to 2.8 for forming the core of rubble mound breakwater inclusive of cost of stones, hire of lorries and machineries, labour charges required at quarry and at sorting place and measurements of categorized stones after proper sorting are taken on weigh bridge installed at site at the cost of the contractor with approved software having printouts using contractors supplied papers, stationeries and conveyed to the approved alignment of the breakwater and rehandling and forming the core of the break water to the lines and levels as per the approved drawings and inspecting the profile once in a week with tolerance of +/- 20cm in final levels including all cost and labour charges, hire and operational charges of light crane and cost of spalls/ quarry muck and labour for forming the roadway for movement of lorries/ tippers / cranes etc including all incidental charges etc complete as per the direction of departmental officers at site Kollam District (PRICE Code: 65.22) | 737.65 | tonne | PRICE Data | Others | Others
Supplying blasted rock from approved quarry to sorting site and sorting the stones into 300kg to 500kg category stones of approved quality having specific gravity ranges from 2.65 to 2.8 for forming the secondary armour and berm of rubble mount breakwater inclusive of cost of stones, hire of lorries and machineries, labour charges required at quarry and at sorting place and the measurements of catagorised stones after proper sorting are taken on weigh bridge installed at site at the cost of the contractor with approved software having printouts using contractors supplied papers, stationeries and conveyed to the approved alignment of the breakwater and forming the secondary armour and berm of the breakwater to the lines and levels as per approved drawings with tolerance of +/- 20 cm in final levels including all cost and labour charges, hire and operational charges of mobile crane and excavator, rehandling, placing and packing and using mobile crane, inspecting the profile once in a week and cost of spalls/quarry muck and hire of machineries for forming the roadway for movement of lorries/tippers/cranes etc including all incidental charges etc complete as per the direction of departmental officers at site Kollam District (PRICE Code: 65.23) | 873.35 | tonne | PRICE Data | Others | Others
Supplying blasted rock from approved quarry to sorting site and sorting the stones into 500kg and above category stones of approved quality having specific gravity ranges from 2.65 to 2.8 for forming the primary armour and berm of rubble mount breakwater inclusive of cost of stones, hire of lorries and machineries, labour charges required at quarry and at sorting place and the measurements of catagorised stones after proper sorting are taken on weigh bridge installed at site at the cost of the contractor with approved software having printouts using contractors supplied papers, stationeries and conveyed to the approved alignment of the breakwater and forming the primary armour of the breakwater to the lines and levels as per approved drawings with tolerance of +/- 20 cm in final levels including all cost and labour charges, hire and operational charges of mobile crane and excavator, rehandling, placing and packing and using mobile crane, inspecting the profile once in a week and cost of spalls/quarry muck and hire of machineries for forming the roadway for movement of lorries/tippers/cranes etc including all incidental charges etc complete as per the direction of departmental officers at site Kollam District (PRICE Code: 65.24) | 859.55 | tonne | PRICE Data | Others | Others
Supplying granite quarry run from approved quarry to sorting site by lorry/ tipper, and sorting the stones into 5 kg to 10 kg category stones of approved quality with specific gravity ranging from 2.65 to 2.8 for forming the filter layer of breakwater inclusive of cost of stones, hire of lorries and machineries, labour charges required at quarry and at sorting place and the measurements of categorized stones after proper sorting are taken on weigh bridge installed at site at the cost of the contractor with approved software having printouts using contractors supplied papers, stationeries and conveyed to the approved alignment of the breakwater including conveyance from sorting platform and dumping stones using tippler (3.5x2.5 sqm size) or any suitable methods installed at site on a moving crane having a capaciaty of not less than 20T and placing the stones at sea bed in uniform layer of design thickness for forming filter layer of breakwater as per the approved drawing and design and inspecting the profile once in a week including hire and operational charges of T & P, tippler, crane and all incidental charges etc. complete as per the direction of departmental officers at site. Alappuzha District (PRICE Code: 65.25) | 1108.35 | tonne | PRICE Data | Others | Others
Supplying blasted rock from approved quarry to sorting site by lorry/ tipper, and sorting the stones into 10kg to 200kg category stones of approved quality having specific gravity ranging from 2.65 to 2.8 for forming the core of rubble mound breakwater inclusive of cost of stones, hire of lorries and machineries, labour charges required at quarry and at sorting place and measurements of categorized stones after proper sorting are taken on weigh bridge installed at site at the cost of the contractor with approved software having printouts using contractors supplied papers, stationeries and conveyed to the approved alignment of the breakwater and rehandling and forming the core of the break water to the lines and levels as per the approved drawings and inspecting the profile once in a week with tolerance of +/- 20cm in final levels including all cost and labour charges, hire and operational charges of light crane and cost of spalls/ quarry muck and labour for forming the roadway for movement of lorries/ tippers / cranes etc including all incidental charges etc complete as per the direction of departmental officers at site Alappuzha District (PRICE Code: 65.26) | 1017.1 | tonne | PRICE Data | Others | Others
Supplying blasted rock from approved quarry to sorting site and sorting the stones into 300kg to 500kg category stones of approved quality having specific gravity ranges from 2.65 to 2.8 for forming the secondary armour and berm of rubble mount breakwater inclusive of cost of stones, hire of lorries and machineries, labour charges required at quarry and at sorting place and the measurements of catagorised stones after proper sorting are taken on weigh bridge installed at site at the cost of the contractor with approved software having printouts using contractors supplied papers, stationeries and conveyed to the approved alignment of the breakwater and forming the secondary armour and berm of the breakwater to the lines and levels as per approved drawings with tolerance of +/- 20 cm in final levels including all cost and labour charges, hire and operational charges of mobile crane and excavator, rehandling, placing and packing and using mobile crane, inspecting the profile once in a week and cost of spalls/quarry muck and hire of machineries for forming the roadway for movement of lorries/tippers/cranes etc including all incidental charges etc complete as per the direction of departmental officers at site Alappuzha District (PRICE Code: 65.27) | 1152.8 | tonne | PRICE Data | Others | Others
Supplying blasted rock from approved quarry to sorting site and sorting the stones into 500kg and above category stones of approved quality having specific gravity ranges from 2.65 to 2.8 for forming the primary armour and berm of rubble mount breakwater inclusive of cost of stones, hire of lorries and machineries, labour charges required at quarry and at sorting place and the measurements of catagorised stones after proper sorting are taken on weigh bridge installed at site at the cost of the contractor with approved software having printouts using contractors supplied papers, stationeries and conveyed to the approved alignment of the breakwater and forming the primary armour of the breakwater to the lines and levels as per approved drawings with tolerance of +/- 20 cm in final levels including all cost and labour charges, hire and operational charges of mobile crane and excavator, rehandling, placing and packing and using mobile crane, inspecting the profile once in a week and cost of spalls/quarry muck and hire of machineries for forming the roadway for movement of lorries/tippers/cranes etc including all incidental charges etc complete as per the direction of departmental officers at site Alappuzha District (PRICE Code: 65.28) | 1139 | tonne | PRICE Data | Others | Others
Supplying granite quarry run from approved quarry to sorting site by lorry/ tipper, and sorting the stones into 5 kg to 10 kg category stones of approved quality with specific gravity ranging from 2.65 to 2.8 for forming the filter layer of breakwater inclusive of cost of stones, hire of lorries and machineries, labour charges required at quarry and at sorting place and the measurements of categorized stones after proper sorting are taken on weigh bridge installed at site at the cost of the contractor with approved software having printouts using contractors supplied papers, stationeries and conveyed to the approved alignment of the breakwater including conveyance from sorting platform and dumping stones using tippler (3.5x2.5 sqm size) or any suitable methods installed at site on a moving crane having a capaciaty of not less than 20T and placing the stones at sea bed in uniform layer of design thickness for forming filter layer of breakwater as per the approved drawing and design and inspecting the profile once in a week including hire and operational charges of T & P, tippler, crane and all incidental charges etc. complete as per the direction of departmental officers at site. Eranakulam District (PRICE Code: 65.29) | 991.05 | tonne | PRICE Data | Others | Others
Supplying granite blasted rock from approved quarry to sorting site by lorry/ tipper, and sorting the stones into 10kg to 200kg category stones of approved quality having specific gravity ranging from 2.65 to 2.8 for forming the core of rubble mound breakwater inclusive of cost of stones, hire of lorries and machineries, labour charges required at quarry and at sorting place and measurements of categorized stones after proper sorting are taken on weigh bridge installed at site at the cost of the contractor with approved software having printouts using contractors supplied papers, stationeries and conveyed to the approved alignment of the breakwater and rehandling and forming the core of the break water to the lines and levels as per the approved drawings and inspecting the profile once in a week with tolerance of +/- 20cm in final levels including all cost and labour charges, hire and operational charges of light crane and cost of spalls/ quarry muck and labour for forming the roadway for movement of lorries/ tippers / cranes etc including all incidental charges etc complete as per the direction of departmental officers at site Ernakulam District (PRICE Code: 65.3) | 899.8 | tonne | PRICE Data | Others | Others
Supplying blasted rock from approved quarry to sorting site and sorting the stones into 300kg to 500kg category stones of approved quality having specific gravity ranges from 2.65 to 2.8 for forming the secondary armour and berm of rubble mount breakwater inclusive of cost of stones, hire of lorries and machineries, labour charges required at quarry and at sorting place and the measurements of catagorised stones after proper sorting are taken on weigh bridge installed at site at the cost of the contractor with approved software having printouts using contractors supplied papers, stationeries and conveyed to the approved alignment of the breakwater and forming the secondary armour and berm of the breakwater to the lines and levels as per approved drawings with tolerance of +/- 20 cm in final levels including all cost and labour charges, hire and operational charges of mobile crane and excavator, rehandling, placing and packing and using mobile crane, inspecting the profile once in a week and cost of spalls/quarry muck and hire of machineries for forming the roadway for movement of lorries/tippers/cranes etc including all incidental charges etc complete as per the direction of departmental officers at site Ernakulam District (PRICE Code: 65.31) | 1035.5 | tonne | PRICE Data | Others | Others
Supplying blasted rock from approved quarry to sorting site and sorting the stones into 500kg and above category stones of approved quality having specific gravity ranges from 2.65 to 2.8 for forming the primary armour and berm of rubble mount breakwater inclusive of cost of stones, hire of lorries and machineries, labour charges required at quarry and at sorting place and the measurements of catagorised stones after proper sorting are taken on weigh bridge installed at site at the cost of the contractor with approved software having printouts using contractors supplied papers, stationeries and conveyed to the approved alignment of the breakwater and forming the primary armour of the breakwater to the lines and levels as per approved drawings with tolerance of +/- 20 cm in final levels including all cost and labour charges, hire and operational charges of mobile crane and excavator, rehandling, placing and packing and using mobile crane, inspecting the profile once in a week and cost of spalls/quarry muck and hire of machineries for forming the roadway for movement of lorries/tippers/cranes etc including all incidental charges etc complete as per the direction of departmental officers at site Ernakulam District (PRICE Code: 65.32) | 1021.7 | tonne | PRICE Data | Others | Others
Supplying granite quarry run from approved quarry to sorting site by lorry/ tipper, and sorting the stones into 5 kg to 10 kg category stones of approved quality with specific gravity ranging from 2.65 to 2.8 for forming the filter layer of breakwater inclusive of cost of stones, hire of lorries and machineries, labour charges required at quarry and at sorting place and the measurements of categorized stones after proper sorting are taken on weigh bridge installed at site at the cost of the contractor with approved software having printouts using contractors supplied papers, stationeries and conveyed to the approved alignment of the breakwater including conveyance from sorting platform and dumping stones using tippler (3.5x2.5 sqm size) or any suitable methods installed at site on a moving crane having a capaciaty of not less than 20T and placing the stones at sea bed in uniform layer of design thickness for forming filter layer of breakwater as per the approved drawing and design and inspecting the profile once in a week including hire and operational charges of T & P, tippler, crane and all incidental charges etc. complete as per the direction of departmental officers at site. Thrissur District (PRICE Code: 65.33) | 960 | tonne | PRICE Data | Others | Others
Supplying blasted rock from approved quarry to sorting site by lorry/ tipper, and sorting the stones into 10kg to 200kg category stones of approved quality having specific gravity ranging from 2.65 to 2.8 for forming the core of rubble mound breakwater inclusive of cost of stones, hire of lorries and machineries, labour charges required at quarry and at sorting place and measurements of categorized stones after proper sorting are taken on weigh bridge installed at site at the cost of the contractor with approved software having printouts using contractors supplied papers, stationeries and conveyed to the approved alignment of the breakwater and rehandling and forming the core of the break water to the lines and levels as per the approved drawings and inspecting the profile once in a week with tolerance of +/- 20cm in final levels including all cost and labour charges, hire and operational charges of light crane and cost of spalls/ quarry muck and labour for forming the roadway for movement of lorries/ tippers / cranes etc including all incidental charges etc complete as per the direction of departmental officers at site Thrissur District (PRICE Code: 65.34) | 867.6 | tonne | PRICE Data | Others | Others
Supplying blasted rock from approved quarry to sorting site and sorting the stones into 300kg to 500kg category stones of approved quality having specific gravity ranges from 2.65 to 2.8 for forming the secondary armour and berm of rubble mount breakwater inclusive of cost of stones, hire of lorries and machineries, labour charges required at quarry and at sorting place and the measurements of catagorised stones after proper sorting are taken on weigh bridge installed at site at the cost of the contractor with approved software having printouts using contractors supplied papers, stationeries and conveyed to the approved alignment of the breakwater and forming the secondary armour and berm of the breakwater to the lines and levels as per approved drawings with tolerance of +/- 20 cm in final levels including all cost and labour charges, hire and operational charges of mobile crane and excavator, rehandling, placing and packing and using mobile crane, inspecting the profile once in a week and cost of spalls/quarry muck and hire of machineries for forming the roadway for movement of lorries/tippers/cranes etc including all incidental charges etc complete as per the direction of departmental officers at site Thrissur District (PRICE Code: 65.35) | 1003.3 | tonne | PRICE Data | Others | Others
Supplying blasted rock from approved quarry to sorting site and sorting the stones into 500kg and above category stones of approved quality having specific gravity ranges from 2.65 to 2.8 for forming the primary armour and berm of rubble mount breakwater inclusive of cost of stones, hire of lorries and machineries, labour charges required at quarry and at sorting place and the measurements of catagorised stones after proper sorting are taken on weigh bridge installed at site at the cost of the contractor with approved software having printouts using contractors supplied papers, stationeries and conveyed to the approved alignment of the breakwater and forming the primary armour of the breakwater to the lines and levels as per approved drawings with tolerance of +/- 20 cm in final levels including all cost and labour charges, hire and operational charges of mobile crane and excavator, rehandling, placing and packing and using mobile crane, inspecting the profile once in a week and cost of spalls/quarry muck and hire of machineries for forming the roadway for movement of lorries/tippers/cranes etc including all incidental charges etc complete as per the direction of departmental officers at site Thrissur District (PRICE Code: 65.36) | 989.5 | tonne | PRICE Data | Others | Others
Supplying granite quarry run from approved quarry to sorting site by lorry/ tipper, and sorting the stones into 5 kg to 10 kg category stones of approved quality with specific gravity ranging from 2.65 to 2.8 for forming the filter layer of breakwater inclusive of cost of stones, hire of lorries and machineries, labour charges required at quarry and at sorting place and the measurements of categorized stones after proper sorting are taken on weigh bridge installed at site at the cost of the contractor with approved software having printouts using contractors supplied papers, stationeries and conveyed to the approved alignment of the breakwater including conveyance from sorting platform and dumping stones using tippler (3.5x2.5 sqm size) or any suitable methods installed at site on a moving crane having a capaciaty of not less than 20T and placing the stones at sea bed in uniform layer of design thickness for forming filter layer of breakwater as per the approved drawing and design and inspecting the profile once in a week including hire and operational charges of T & P, tippler, crane and all incidental charges etc. complete as per the direction of departmental officers at site. Malappuram District (PRICE Code: 65.37) | 816.25 | tonne | PRICE Data | Others | Others
Supplying blasted rock from approved quarry to sorting site by lorry/ tipper, and sorting the stones into 10kg to 200kg category stones of approved quality having specific gravity ranging from 2.65 to 2.8 for forming the core of rubble mound breakwater inclusive of cost of stones, hire of lorries and machineries, labour charges required at quarry and at sorting place and measurements of categorized stones after proper sorting are taken on weigh bridge installed at site at the cost of the contractor with approved software having printouts using contractors supplied papers, stationeries and conveyed to the approved alignment of the breakwater and rehandling and forming the core of the break water to the lines and levels as per the approved drawings and inspecting the profile once in a week with tolerance of +/- 20cm in final levels including all cost and labour charges, hire and operational charges of light crane and cost of spalls/ quarry muck and labour for forming the roadway for movement of lorries/ tippers / cranes etc including all incidental charges etc complete as per the direction of departmental officers at site Malappuram District (PRICE Code: 65.38) | 723.85 | tonne | PRICE Data | Others | Others
Supplying blasted rock from approved quarry to sorting site and sorting the stones into 300kg to 500kg category stones of approved quality having specific gravity ranges from 2.65 to 2.8 for forming the secondary armour and berm of rubble mount breakwater inclusive of cost of stones, hire of lorries and machineries, labour charges required at quarry and at sorting place and the measurements of catagorised stones after proper sorting are taken on weigh bridge installed at site at the cost of the contractor with approved software having printouts using contractors supplied papers, stationeries and conveyed to the approved alignment of the breakwater and forming the secondary armour and berm of the breakwater to the lines and levels as per approved drawings with tolerance of +/- 20 cm in final levels including all cost and labour charges, hire and operational charges of mobile crane and excavator, rehandling, placing and packing and using mobile crane, inspecting the profile once in a week and cost of spalls/quarry muck and hire of machineries for forming the roadway for movement of lorries/tippers/cranes etc including all incidental charges etc complete as per the direction of departmental officers at site Malappuram District (PRICE Code: 65.39) | 859.55 | tonne | PRICE Data | Others | Others
Supplying blasted rock from approved quarry to sorting site and sorting the stones into 500kg and above category stones of approved quality having specific gravity ranges from 2.65 to 2.8 for forming the primary armour and berm of rubble mount breakwater inclusive of cost of stones, hire of lorries and machineries, labour charges required at quarry and at sorting place and the measurements of catagorised stones after proper sorting are taken on weigh bridge installed at site at the cost of the contractor with approved software having printouts using contractors supplied papers, stationeries and conveyed to the approved alignment of the breakwater and forming the primary armour of the breakwater to the lines and levels as per approved drawings with tolerance of +/- 20 cm in final levels including all cost and labour charges, hire and operational charges of mobile crane and excavator, rehandling, placing and packing and using mobile crane, inspecting the profile once in a week and cost of spalls/quarry muck and hire of machineries for forming the roadway for movement of lorries/tippers/cranes etc including all incidental charges etc complete as per the direction of departmental officers at site Malappuram District (PRICE Code: 65.4) | 845.75 | tonne | PRICE Data | Others | Others
65.17 Supplying granite quarry run from approved quarry to sorting site by lorry/ tipper, and sorting the stones into 5 kg to 10 kg category stones of approved quality with specific gravity ranging from 2.65 to 2.8 for forming the filter layer of breakwater inclusive of cost of stones, hire of lorries and machineries, labour charges required at quarry and at sorting place and the measurements of categorized stones after proper sorting are taken on weigh bridge installed at site at the cost of the contractor with approved software having printouts using contractors supplied papers, stationeries and conveyed to the approved alignment of the breakwater including conveyance from sorting platform and dumping stones using tippler (3.5x2.5 sqm size) or any suitable methods installed at site on a moving crane having a capaciaty of not less than 20T and placing the stones at sea bed in uniform layer of design thickness for forming filter layer of breakwater as per the approved drawing and design and inspecting the profile once in a week including hire and operational charges of T & P, tippler, crane and all incidental charges etc. complete as per the direction of departmental officers at site. Kozhikkode District (PRICE Code: 65.41) | 983 | tonne | PRICE Data | Others | Others
Supplying blasted rock run from approved quarry to sorting site by lorry/ tipper, and sorting the stones into 10kg to 200kg category stones of approved quality having specific gravity ranging from 2.65 to 2.8 for forming the core of rubble mound breakwater inclusive of cost of stones, hire of lorries and machineries, labour charges required at quarry and at sorting place and measurements of categorized stones after proper sorting are taken on weigh bridge installed at site at the cost of the contractor with approved software having printouts using contractors supplied papers, stationeries and conveyed to the approved alignment of the breakwater and rehandling and forming the core of the break water to the lines and levels as per the approved drawings and inspecting the profile once in a week with tolerance of +/- 20cm in final levels including all cost and labour charges, hire and operational charges of light crane and cost of spalls/ quarry muck and labour for forming the roadway for movement of lorries/ tippers / cranes etc including all incidental charges etc complete as per the direction of departmental officers at site Kozhikkode District (PRICE Code: 65.42) | 890.6 | tonne | PRICE Data | Others | Others
Supplying blasted rock from approved quarry to sorting site and sorting the stones into 300kg to 500kg category stones of approved quality having specific gravity ranges from 2.65 to 2.8 for forming the secondary armour and berm of rubble mount breakwater inclusive of cost of stones, hire of lorries and machineries, labour charges required at quarry and at sorting place and the measurements of catagorised stones after proper sorting are taken on weigh bridge installed at site at the cost of the contractor with approved software having printouts using contractors supplied papers, stationeries and conveyed to the approved alignment of the breakwater and forming the secondary armour and berm of the breakwater to the lines and levels as per approved drawings with tolerance of +/- 20 cm in final levels including all cost and labour charges, hire and operational charges of mobile crane and excavator, rehandling, placing and packing and using mobile crane, inspecting the profile once in a week and cost of spalls/quarry muck and hire of machineries for forming the roadway for movement of lorries/tippers/cranes etc including all incidental charges etc complete as per the direction of departmental officers at site Kozhikkode District (PRICE Code: 65.43) | 1026.3 | tonne | PRICE Data | Others | Others
Supplying blasted rock from approved quarry to sorting site and sorting the stones into 500kg and above category stones of approved quality having specific gravity ranges from 2.65 to 2.8 for forming the primary armour and berm of rubble mount breakwater inclusive of cost of stones, hire of lorries and machineries, labour charges required at quarry and at sorting place and the measurements of catagorised stones after proper sorting are taken on weigh bridge installed at site at the cost of the contractor with approved software having printouts using contractors supplied papers, stationeries and conveyed to the approved alignment of the breakwater and forming the primary armour of the breakwater to the lines and levels as per approved drawings with tolerance of +/- 20 cm in final levels including all cost and labour charges, hire and operational charges of mobile crane and excavator, rehandling, placing and packing and using mobile crane, inspecting the profile once in a week and cost of spalls/quarry muck and hire of machineries for forming the roadway for movement of lorries/tippers/cranes etc including all incidental charges etc complete as per the direction of departmental officers at site Kozhikkode District (PRICE Code: 65.44) | 1012.5 | tonne | PRICE Data | Others | Others
Supplying granite quarry run from approved quarry to sorting site by lorry/ tipper, and sorting the stones into 5 kg to 10 kg category stones of approved quality with specific gravity ranging from 2.65 to 2.8 for forming the filter layer of breakwater inclusive of cost of stones, hire of lorries and machineries, labour charges required at quarry and at sorting place and the measurements of categorized stones after proper sorting are taken on weigh bridge installed at site at the cost of the contractor with approved software having printouts using contractors supplied papers, stationeries and conveyed to the approved alignment of the breakwater including conveyance from sorting platform and dumping stones using tippler (3.5x2.5 sqm size) or any suitable methods installed at site on a moving crane having a capaciaty of not less than 20T and placing the stones at sea bed in uniform layer of design thickness for forming filter layer of breakwater as per the approved drawing and design and inspecting the profile once in a week including hire and operational charges of T & P, tippler, crane and all incidental charges etc. complete as per the direction of departmental officers at site. Kannur District (PRICE Code: 65.45) | 866.85 | tonne | PRICE Data | Others | Others
Supplying blasted rock from approved quarry to sorting site by lorry/ tipper, and sorting the stones into 10kg to 200kg category stones of approved quality having specific gravity ranging from 2.65 to 2.8 for forming the core of rubble mound breakwater inclusive of cost of stones, hire of lorries and machineries, labour charges required at quarry and at sorting place and measurements of categorized stones after proper sorting are taken on weigh bridge installed at site at the cost of the contractor with approved software having printouts using contractors supplied papers, stationeries and conveyed to the approved alignment of the breakwater and rehandling and forming the core of the break water to the lines and levels as per the approved drawings and inspecting the profile once in a week with tolerance of +/- 20cm in final levels including all cost and labour charges, hire and operational charges of light crane and cost of spalls/ quarry muck and labour for forming the roadway for movement of lorries/ tippers / cranes etc including all incidental charges etc complete as per the direction of departmental officers at site Kannur District (PRICE Code: 65.46) | 774.45 | tonne | PRICE Data | Others | Others
Supplying blasted rock from approved quarry to sorting site and sorting the stones into 300kg to 500kg category stones of approved quality having specific gravity ranges from 2.65 to 2.8 for forming the secondary armour and berm of rubble mount breakwater inclusive of cost of stones, hire of lorries and machineries, labour charges required at quarry and at sorting place and the measurements of catagorised stones after proper sorting are taken on weigh bridge installed at site at the cost of the contractor with approved software having printouts using contractors supplied papers, stationeries and conveyed to the approved alignment of the breakwater and forming the secondary armour and berm of the breakwater to the lines and levels as per approved drawings with tolerance of +/- 20 cm in final levels including all cost and labour charges, hire and operational charges of mobile crane and excavator, rehandling, placing and packing and using mobile crane, inspecting the profile once in a week and cost of spalls/quarry muck and hire of machineries for forming the roadway for movement of lorries/tippers/cranes etc including all incidental charges etc complete as per the direction of departmental officers at site Kannur District (PRICE Code: 65.47) | 910.15 | tonne | PRICE Data | Others | Others
Supplying blasted rock from approved quarry to sorting site and sorting the stones into 500kg and above category stones of approved quality having specific gravity ranges from 2.65 to 2.8 for forming the primary armour and berm of rubble mount breakwater inclusive of cost of stones, hire of lorries and machineries, labour charges required at quarry and at sorting place and the measurements of catagorised stones after proper sorting are taken on weigh bridge installed at site at the cost of the contractor with approved software having printouts using contractors supplied papers, stationeries and conveyed to the approved alignment of the breakwater and forming the primary armour of the breakwater to the lines and levels as per approved drawings with tolerance of +/- 20 cm in final levels including all cost and labour charges, hire and operational charges of mobile crane and excavator, rehandling, placing and packing and using mobile crane, inspecting the profile once in a week and cost of spalls/quarry muck and hire of machineries for forming the roadway for movement of lorries/tippers/cranes etc including all incidental charges etc complete as per the direction of departmental officers at site Kannur District (PRICE Code: 65.48) | 896.35 | tonne | PRICE Data | Others | Others
Supplying granite quarry run from approved quarry to sorting site by lorry/ tipper, and sorting the stones into 5 kg to 10 kg category stones of approved quality with specific gravity ranging from 2.65 to 2.8 for forming the filter layer of breakwater inclusive of cost of stones, hire of lorries and machineries, labour charges required at quarry and at sorting place and the measurements of categorized stones after proper sorting are taken on weigh bridge installed at site at the cost of the contractor with approved software having printouts using contractors supplied papers, stationeries and conveyed to the approved alignment of the breakwater including conveyance from sorting platform and dumping stones using tippler (3.5x2.5 sqm size) or any suitable methods installed at site on a moving crane having a capaciaty of not less than 20T and placing the stones at sea bed in uniform layer of design thickness for forming filter layer of breakwater as per the approved drawing and design and inspecting the profile once in a week including hire and operational charges of T & P, tippler, crane and all incidental charges etc. complete as per the direction of departmental officers at site. Kasaragode District (PRICE Code: 65.49) | 830.05 | tonne | PRICE Data | Others | Others
Supplying blasted rock from approved quarry to sorting site by lorry/ tipper, and sorting the stones into 10kg to 200kg category stones of approved quality having specific gravity ranging from 2.65 to 2.8 for forming the core of rubble mound breakwater inclusive of cost of stones, hire of lorries and machineries, labour charges required at quarry and at sorting place and measurements of categorized stones after proper sorting are taken on weigh bridge installed at site at the cost of the contractor with approved software having printouts using contractors supplied papers, stationeries and conveyed to the approved alignment of the breakwater and rehandling and forming the core of the break water to the lines and levels as per the approved drawings and inspecting the profile once in a week with tolerance of +/- 20cm in final levels including all cost and labour charges, hire and operational charges of light crane and cost of spalls/ quarry muck and labour for forming the roadway for movement of lorries/ tippers / cranes etc including all incidental charges etc complete as per the direction of departmental officers at site Kasaragode District (PRICE Code: 65.5) | 737.65 | tonne | PRICE Data | Others | Others
Supplying blasted rock from approved quarry to sorting site and sorting the stones into 300kg to 500kg category stones of approved quality having specific gravity ranges from 2.65 to 2.8 for forming the secondary armour and berm of rubble mount breakwater inclusive of cost of stones, hire of lorries and machineries, labour charges required at quarry and at sorting place and the measurements of catagorised stones after proper sorting are taken on weigh bridge installed at site at the cost of the contractor with approved software having printouts using contractors supplied papers, stationeries and conveyed to the approved alignment of the breakwater and forming the secondary armour and berm of the breakwater to the lines and levels as per approved drawings with tolerance of +/- 20 cm in final levels including all cost and labour charges, hire and operational charges of mobile crane and excavator, rehandling, placing and packing and using mobile crane, inspecting the profile once in a week and cost of spalls/quarry muck and hire of machineries for forming the roadway for movement of lorries/tippers/cranes etc including all incidental charges etc complete as per the direction of departmental officers at site Kasargode District (PRICE Code: 65.51) | 873.35 | tonne | PRICE Data | Others | Others
Supplying blasted rock from approved quarry to sorting site and sorting the stones into 500kg and above category stones of approved quality having specific gravity ranges from 2.65 to 2.8 for forming the primary armour and berm of rubble mount breakwater inclusive of cost of stones, hire of lorries and machineries, labour charges required at quarry and at sorting place and the measurements of catagorised stones after proper sorting are taken on weigh bridge installed at site at the cost of the contractor with approved software having printouts using contractors supplied papers, stationeries and conveyed to the approved alignment of the breakwater and forming the primary armour of the breakwater to the lines and levels as per approved drawings with tolerance of +/- 20 cm in final levels including all cost and labour charges, hire and operational charges of mobile crane and excavator, rehandling, placing and packing and using mobile crane, inspecting the profile once in a week and cost of spalls/quarry muck and hire of machineries for forming the roadway for movement of lorries/tippers/cranes etc including all incidental charges etc complete as per the direction of departmental officers at site Kasargode District (PRICE Code: 65.52) | 859.55 | tonne | PRICE Data | Others | Others
Hire of digital echo -sounder with position fixing DGPS with accessories (PRICE Code: 65.53) | 1518 | Day | PRICE Data | Others | Others
Hire of digital directional self recording impeller type current meter with built - in data storage (PRICE Code: 65.55) | 1656 | Day | PRICE Data | Others | Others
Structural steel work in single section, fixed with or without connecting plate, including cutting, hoisting, fixing in position all complete (PRICE Code: 65.56) | 72.65 | kg | PRICE Data | Others | Others
Cost of one float (PRICE Code: 65.57) | 560.65 | each | PRICE Data | Others | Others
Collecting bed samples from various points in the river/ estuaries as per the direction of departmental officers (PRICE Code: 65.6) | 957.2 | each | PRICE Data | Others | Others
Collecting bed samples from various points in open ocean as per the direction of departmental officers (PRICE Code: 65.61) | 1020.1 | each | PRICE Data | Others | Others
Collecting water samples from various points in the river/estuaries as per the direction of departmental officers (PRICE Code: 65.62) | 584.1 | each | PRICE Data | Others | Others
Collecting water sample from various points in open ocean as per the direction of departmental officers (PRICE Code: 65.63) | 683.5 | each | PRICE Data | Others | Others
Wind and wave observation for one year @ three times per day viz, 8.00am, 1 p.m & 5. p.m. (PRICE Code: 65.64) | 709.55 | Day | PRICE Data | Others | Others
Conducting float observation in the basin area during ebb and flood for spring and neep-tide for one year. (PRICE Code: 65.65) | 7798.45 | no | PRICE Data | Others | Others
Taking current meter observation in rivers/ estuaries including hire of mechanised fishing vessel ( MFV) / trawlers of maximum OAL 10m with two boatmen, laboures for handling current meters, taking water samples, cost of ropes etc and furnishing the data in electronic or suitable forms (PRICE Code: 65.66) | 18945.1 | Day | PRICE Data | Others | Others
Taking current meter observation in sea including hire of mechanised fishing vessel ( MFV) / trawlers of maximum OAL 10m to 15m with two boatmen, laboures for handling current meters, taking water samples, cost of ropes etc and furnishing the data in electronic or suitable form. (PRICE Code: 65.67) | 23069.9 | Day | PRICE Data | Others | Others
Supplying fibre boat with out OBM of size three meter to six meter with two boatmen to carry boring tower and boring accessories (PRICE Code: 65.68) | 5175 | Day | PRICE Data | Others | Others
Supplying fibre boat with out OBM of size three meter with two boatmen to carry boring tower and boring accessories (PRICE Code: 65.69) | 3450 | Day | PRICE Data | Others | Others
Assembling the boring plant, boring tower, wooden platform, pump set, engine etc for boring works at required points in sea including unloading them from changadam and as per the direction of departmental officers at site (PRICE Code: 65.7) | 31756.55 | each | PRICE Data | Others | Others
Towing the changadam with boring tower, boring plant and all other accessories through sea with out causing any damages to the departmental machineries and materials using mechanised boats and anchoring it at places pointed out by departmental officers at site (PRICE Code: 65.71) | 28544.2 | each | PRICE Data | Others | Others
Boring work in sea/ river in all classes of soils including laterite or granite, such as driving down and drawing out the casing pipe , connecting and disconnecting drill rods, doing drilling operations, jetting water, collecting SPT samples etc, as per the instruction of the departmental officers at site including hire charges of departmental boring plant and its accessories etc, complete (PRICE Code: 65.72) | 4507.25 | metre | PRICE Data | Others | Others
Hire of fibre boat with OBM of maximum OAL 3 meter with 1 boat man ( rate including 15% CP & OH) (PRICE Code: 65.73) | 5462.5 | Day | PRICE Data | Others | Others
Supplying watchman for watching the boring tower, plant etc, during working hours - in sea (PRICE Code: 65.74) | 669.6 | each | PRICE Data | Others | Others
Dismantling boring tower, wooden plat form, boring plant and all other accessories like engine, pump set, casing pipes, drilling rods etc, complete as per the instruction of the departmental officers at site and loading them on the changadam for conveying them to the required points in sea. (PRICE Code: 65.75) | 11504.8 | each | PRICE Data | Others | Others
Hire of mechanised fishing vessel (MFV)/trawlers of max OAL 10m with 2 boat men for deployment / retrieval operation of investigation instruments including tying rope, float etc without damaging the instruments, at locations point out by the departmental officers in site (PRICE Code: 65.76) | 1813.7 | hour | PRICE Data | Others | Others
Taking fly levels from the nearest G.T.S, B.M. by providing . Helper (Technician) using departmentally supplied levelling instrument and closing on the starting B.M including conveyance of instrument etc., along road or in heavily built up areas or in roads with heavy traffic or in thick jungle. (PRICE Code: 65.77) | 962.55 | Each Cut | PRICE Data | Others | Others
Taking beach profile cross section using departmentally supplied leveling instrument by providing. Helper ( technician) and a diver without diving set, at regular intervals, for a period of one year including conveyance of instrument at the site etc complete (PRICE Code: 65.78) | 2663.4 | Day | PRICE Data | Others | Others
Deepening the harbour basin and mouth by using sand pumps mounted on barges or any other suitable method and dumping the spoil with a flow rate of 500m3 slurry per hour with a solid output of not less than 75 m3/hour at location already pointed out by the departmental officers with a lead up to a radial distance of 500m, including hire charges of sand pump, all tools and plants and accesories , fuel charges,idling and mobilisation charges, providing and shifting the pipe lines including all labour charges, incidental charges and service tax etc. complete for a depth upto (-) 3.50m with a tolerance of +/- 20cm. (PRICE Code: 65.81) | 226.75 | cum | PRICE Data | Others | Others
Operational charges of sand pump per day (PRICE Code: 65.81.A) | 101144.65 | Day | PRICE Data | Others | Others
Deepening the harbour basin and mouth by using dredger having a flow rate of 700 to 1000m3 slurry per hour with a solid output of not less than 127.5 m3/hour and dumping the spoil at location already pointed out by the departmental officers with a lead up to a radial distance of 500m, including hire charges of dredger, all tools and plants and accesories , fuel charges, idling and mobilisation charges, providing and shifting the pipe lines including all labour charges, incidental charges etc. and drtvice taxes complete for a depth upto (-) 4.50m bedlevel with a tolerance of +/- 20cm. Unexpected Error occured Please Login again!! Click here to Login (PRICE Code: 65.82) | 163.1 | cum | PRICE Data | Others | Others
Operational charges of cutter suction dredger (flow rate of 700 to 1000m3 slurry per hour) per day (PRICE Code: 65.82.A) | 113289.4 | Day | PRICE Data | Others | Others
Deepening the harbour basin and mouth by using dredger having a flow rate of 1000 to1400 m3 slurry per hour with a solid output of not less than 180 m3/hour and dumping the spoil at location already pointed out by the departmental officers with a lead up to a radial distance of 750m , including hire charges of dredger, all tools and plants and accesories , fuel charges,idling and mobilisation charges, providing and shifting the pipe lines including all labour charges, incidental charges and service tax etc. complete for a depth upto (-) 4.50m bedlevel with a tolerance of +/- 20cm. (PRICE Code: 65.83) | 174.8 | cum | PRICE Data | Others | Others
Operational charges of cutter suction dredger (flow rate of 1000 to 1400 m3 slurry per hour) per day (PRICE Code: 65.83.A) | 172584.8 | Day | PRICE Data | Others | Others
Deepening the harbour basin and mouth by using dredger having a flow rate of 1750 to 2250m3 slurry per hour with a solid output of not less than 300 m3/hour and dumping the spoil at location already pointed out by the departmental officers with a lead up to a radial distance of 750m to 1500 m, including hire charges of dredger, all tools and plants and accesories , fuel charges,idling and mobilisation charges, providing and shifting the pipe lines including all labour charges, incidental charges and service tax etc. complete for a depth upto (-) 4.50m bedlevel with a tolerance of +/-20cm. (PRICE Code: 65.84) | 184 | cum | PRICE Data | Others | Others
Operational charges of cutter suction dredger ( flow rate of 1750 to 2250m3 slurry per hour) per day (PRICE Code: 65.84.A) | 304206.75 | Day | PRICE Data | Others | Others
Labour for filling the cement bags with sea sand (PRICE Code: 65.85) | 128.35 | cum | PRICE Data | Others | Others
Supplying plastic woven empty cement bag and filling it with sea sand/ dredged spoil, stitching with nylon yarn and making it suitable for conveying, dumping and placing the bags in required lines and levels to form reclamation bund including all cost, hire of materials , labour charges for filling and stitching bag and conveying and placing in the required lines, shape and levels etc complete as per the direction of departmental officers at site. (PRICE Code: 65.86) | 26.2 | cum | PRICE Data | Others | Others
Cost of filling and placing one sand filled cement bag (PRICE Code: 65.86.A1) | 11.35 | no | PRICE Data | Others | Others
Deepening the harbour basin and mouth by using sand pumps mounted on barges and dumping the spoil with a flow rate of 500m3 slurry per hour with a solid output of not less than 75 m3/hour at location already pointed out by the departmental officers with a lead up to a radial distance of 500m and protected by reclamation bund using plastic woven empty cement bag filling it with sea sand/ dredged spoil, stitching with nylon yarn and making it suitable for conveying, dumping and placing the bags in required lines, shape and levels to form reclamation bund including hire charges of sand pump, all tools and plants and accessories , fuel charges, idling and mobilization charges, providing and shifting the pipe lines including all labour charges, incidental charges and services taxes etc. complete to an average depth of (-) 3.50m CD with a tolerance of +/- 20 cm and cost of formation of reclamation bund including labour charges for filling and stitching bag and conveying and placing in the required lines, shape and levels and service taxes etc. complete as per the direction of departmental officers at site. (PRICE Code: 65.87) | 252.95 | cum | PRICE Data | Others | Others
Deepening the harbour basin and mouth by using dredger having a flow rate of 700 to 1000m3 slurry per hour with a solid output of not less than 127.5 m3/hour and dumping the spoil at location already pointed out by the departmental officers with a lead up to a radial distance of 500m and protected by reclamation bund using plastic woven empty cement bag filling it with sea sand/ dredged spoil, stitching with nylon yarn and making it suitable for conveying, dumping and placing the bags in required lines, shape and levels to form reclamation bund, including hire charges of dredger , all tools and plants and accessories , fuel charges,idling and mobilization charges, providing and shifting the pipe lines all labour charges , incidental charges and service taxes etc complete to an average depth of (-) 4.50m CD with a tolerance of +/- 20 cm and cost of formation of reclamation bund including labour charges for filling and stitching bag and conveying and placing in the required lines, shape and levels and service taxes etc. complete as per the direction of departmental officers at site. (PRICE Code: 65.88) | 189.3 | cum | PRICE Data | Others | Others
Deepening the harbour basin and mouth by using dredger having a flow rate of 1000 to 1400 m3 slurry per hour with a solid output of not less than 180 m3/hour and dumping the spoil at location already pointed out by the departmental officers with a lead up to a radial distance of 750m and protected by reclamation bund using plastic woven empty cement bag filling it with sea sand/ dredged spoil, stitching with nylon yarn and making it suitable for conveying, dumping and placing the bags in required lines, shape and levels to form reclamation bund, including hire charges of dredger , all tools and plants and accessories , fuel charges,idling and mobilization charges, providing and shifting the pipe lines all labour charges, incidental charges and service taxes etc. complete to an average depth of (-) 4.50m CD with a tolerance of +/- 20 cm and cost of formation of reclamation bund including labour charges for filling and stitching bag and conveying and placing in the required lines, shape and levels etc. complete as per the direction of departmental officers at site. (PRICE Code: 65.89) | 201 | cum | PRICE Data | Others | Others
Deepening the harbour basin and mouth by using dredger having a flow rate of 1750 to 2250m3 slurry per hour with a solid output of not less than 300 m3/hour and dumping the spoil at location already pointed out by the departmental officers with a lead up to a radial distance of 750m to 1500 m and protected by reclamation bund using plastic woven empty cement bag filling it with sea sand/ dredged spoil, stitching with nylon yarn and making it suitable for conveying, dumping and placing the bags in required lines, shape and levels to form reclamation bund, including hire charges of dredger , all tools and plants and accessories , fuel charges,idling and mobilization charges, providing and shifting the pipe lines all labour charges, incidental charges and service tax etc. complete to an average depth of (-) 4.50m CD with a tolerance of +/- 20 cm and cost of formation of reclamation bund including labour charges for filling and stitching bag and conveying and placing in the required lines, shape and levels etc. complete as per the direction of departmental officers at site. (PRICE Code: 65.9) | 210.2 | cum | PRICE Data | Others | Others
Dredging and deepening harbour basin in all classes of soil using any type of dredger such as grab dredger, hopper bottom type dredger, cutter suction type dredger /any type of dredging equipment and removing sand, clay,silt, debris, piece of nets, other waste or mixture or combination of two or more including removing all obstacles such as small rocks scattered granite, wood pieces, piece of net etc and depositing this material using bottom open barge and conveying this to sea beyond 3 km and upto 5 km for depositing in sea , as per the direction of departmental officers at site including all hire charges of tools, plants, equipments, accessories, incidental charges, labour charges and all service taxes etc complete. for dredging upto -4.5m bedlevel with respect to CD (PRICE Code: 65.91) | 204.9 | cum | PRICE Data | Others | Others
Hire and operational charges of coles mobile crane for lifting 1 no. of 2T tetrapod (PRICE Code: 65.92) | 188.85 | each | PRICE Data | Others | Others
Hire and operational charges of coles mobile crane for lifting one no. 8T tetrapod (PRICE Code: 65.93) | 435.75 | each | PRICE Data | Others | Others
Cement concrete average graded metal 40% 75 to 40 mm, 35% 40 mm yo 20 mm and 30% 20 to 5 mm using average 380kg. Cement /cum of concrete (2T tetrapod) (PRICE Code: 65.94) | 5716.65 | cum | PRICE Data | Others | Others
Hire charges of mould for casting 2T tetrapod. Assuming that the mould can be used 50 times (PRICE Code: 65.95) | 463.9 | each | PRICE Data | Others | Others
Assembling, dismantling and cleaning the mould for casting 2T tetrapod (PRICE Code: 65.96) | 119.35 | cum | PRICE Data | Others | Others
Hire of pulley and labour charges for setting the 2T tetrapod mould for laying cement concrete with earth cushion (PRICE Code: 65.97) | 387.9 | cum | PRICE Data | Others | Others
Hire and operational charge of lorries for conveying one 2T tetrapod including cost of services of operating staff, supply of lubricating oil and diesel (PRICE Code: 65.98) | 20.7 | each | PRICE Data | Others | Others
Lifting and loading 2T tetrapod in to lorries, unloading and stacking. (PRICE Code: 65.99) | 350.65 | cum | PRICE Data | Others | Others
Labour charges for loading tetrapods in lorries by hoisting with crane (coles crane is used) data for 2T tetrapod (PRICE Code: 65.1) | 63.15 | no | PRICE Data | Others | Others
Labour charges for unloading and placing 2T tetrapodes to lines and levels (PRICE Code: 65.101) | 275.8 | no | PRICE Data | Others | Others
Hire of crane for unloading and placing 2T tetrapods (PRICE Code: 65.102) | 188.85 | Day | PRICE Data | Others | Others
Moulding and supplying 0.8 cum(2T) tetrapod with graded aggregate of 40% 75mm to 40mm, 30% 40mm to 20mm and 30% 20mm to 6mm using 380kg cement/ m3 of concrete as per approved mix design of mix proportion 0.5:1:1. 46:3.22 by weight of water cement, fine aggregate, coarse aggregate (specific gravity of fine aggregate and coarse aggregate should not be less than 2.73 and 2.5 respectively) and the cement shall be 43 grade or higher) minimum cube strength requirement (i) @7 day - 20 N/mm2 (ii) @ 28 day - 30 N/mm2 and minimum density of concrete 2.5 g/cc including hire and operational charges of tools and plants, mould, curing, rehandling and stacking charges etc., complete as per the instruction of departmental officers at site . (PRICE Code: 65.103) | 5723.55 | each | PRICE Data | Others | Others
Conveying 0.8cum (2T) tetrapod from stacking yard and placing in position in two layers according to specification and forming the armour layer of breakwater to lines and levels over the secondary armour layer including hire and operational charges of tools and plants etc., complete as per the direction of the departmental officers at site (PRICE Code: 65.104) | 737.35 | each | PRICE Data | Others | Others
Hire and operational charges of mobile crane for loading 5T tetrapod (PRICE Code: 65.105) | 354.05 | each | PRICE Data | Others | Others
Hire charge of mould for casting 5T tetrapod (PRICE Code: 65.106) | 1084.9 | no | PRICE Data | Others | Others
Assembling, dismantling and cleaning the mould for casting 5T tetrapod ( Rate for one day work) (PRICE Code: 65.107) | 136.3 | cum | PRICE Data | Others | Others
Hire of pully and labour charges for setting the 5T tetrapod mould for laying cement concrete with earth cushion. (PRICE Code: 65.108) | 443.35 | cum | PRICE Data | Others | Others
Hire and operational charge of lorries for conveying one 5T tetrapod including cost of services of operating staff, supply of lubricating oil and diesel (PRICE Code: 65.109) | 51.75 | each | PRICE Data | Others | Others
Lifting and loading 5T tetrapod in lorries, unloading and stacking. (PRICE Code: 65.11) | 304.25 | cum | PRICE Data | Others | Others
Labour charges for loading tetrapods in lorries by hoisting with crane - data for 5T tetrapod. (PRICE Code: 65.111) | 101.8 | no | PRICE Data | Others | Others
Labour charges for unloading and placing 5T tetrapods to lines and levels. (PRICE Code: 65.112) | 453.05 | no | PRICE Data | Others | Others
Hire of 20T capacity crane for unloading and placing 5T tetrapod. (PRICE Code: 65.113) | 462.9 | no | PRICE Data | Others | Others
Moulding and supplying cement concrete 2m3 (5T) tetrapod with graded aggregate of 40% 75mm to 40 mm, 30% 40 to 20mm, 30% 20 to 5mm using 380 kg cement /m3 pf cpmcrete as per approved mix design of mix proportion 0.5:,1.46:3.22 by weight of water cement, fine aggregate, course aggregate ( specific gravity of fine aggregate and course aggregateshould not be less than 2.73 and 2.5 respectively) and the cement shall be 43 grade or higher) minimum cube strength requirement (i) @ 7 day - 20N/mm2 (ii) @ 28 day - 30N/mm2 and minimum density of concrete 2.5 g/cc. including hire and operational charge of tools and plants moulding and rehandling and stacking charge etc complete according to specification and instructions of Engineer (PRICE Code: 65.114) | 14286 | each | PRICE Data | Others | Others
Conveying 2 m3 (5T) tetrapods from stacking and placing in two layer according to specification and forming the armour layer of break water to lines and levels at depth of water 8m and above including hire and operational charges of tools and plants etc complete (PRICE Code: 65.115) | 1423.55 | each | PRICE Data | Others | Others
Hire charges of mould ( for casting 8T tetrapod) (PRICE Code: 65.116) | 1499.05 | no | PRICE Data | Others | Others
Assembling, dismantling and cleaning the mould for casting 8T tetrapod (PRICE Code: 65.117) | 137.6 | cum | PRICE Data | Others | Others
Hire of pully and labour charges for setting the 8T tetrapod mould for laying cement concrete with earth cushion (PRICE Code: 65.118) | 447.6 | cum | PRICE Data | Others | Others
Hire and operational charge of lorries for conveying one 8T tetrapod including cost of services of operating staff, supply of lubricating oil and diesel ( Distance from casting yard to site - 3km) (PRICE Code: 65.119) | 82.8 | each | PRICE Data | Others | Others
Lifting& loading 8T tetrapod in to lorries unloading and stacking (PRICE Code: 65.12) | 264.4 | cum | PRICE Data | Others | Others
Labour charges for loading tetrapods in lorries by hoisting with crane (coles crane is used) data for 8T tetrapod (PRICE Code: 65.121) | 125.15 | no | PRICE Data | Others | Others
Labour charges for unloading and placing 8T tetrapods to lines and levels (PRICE Code: 65.122) | 561.3 | no | PRICE Data | Others | Others
Hire of crane for unloading and placing 8T tetrapods using 20 T capacity crane ( Assuming that 26 nos of 8T tetrapods (3.2m3) can be shifted per day) (PRICE Code: 65.123) | 569.7 | each | PRICE Data | Others | Others
Moulding and supplying cement concrete 3.2 m3 (8T) tetrapod with graded aggregate of 40% 75mm to 40mm, 30% 40 to 20mm, 30% 20 to 5 mm using 380 kg cement /m3 of concrete as per approved mix design of mix proportion 0.5:1:1.46:3.22 by weight of water, cement, fine aggregate, coarse aggregate (specific gravity of fine aggregate and coarse aggregate should not be less than 2.73 and 2.5 respectively and the cement shall be 43 grade or higher) minimum cube strength requirement (i) @ 7 day - 20N/mm2 (ii) @ 28 day - 30N/mm2 and minimum density of concrete 2.5g/cc. including hire and operational charge of tools and plants, moulding and rehandling and stacking charge etc complete according to specification and instructions of Engineer. (PRICE Code: 65.124) | 22511.05 | each | PRICE Data | Others | Others
Conveying 3.2 m3 (8T) tetrapods from stacking and placing in two layer according to specification and forming the armour layer of break water to lines and levels at depth of water 8m and above including hire and operational charges of tools and plants etc complete (PRICE Code: 65.125) | 1774.7 | each | PRICE Data | Others | Others
For the special Repair of Department Tug MT Chaliyar Length overall - 18M, Breath - 5M, Depth - 2.25M, Draft (loaded) - 1.4M, Power-2X150HP Hauling up of the Tug at a place as directed by the department officers. Keeping the vessel at a height of 75 CM above the ground level for inspection and launching the same after under water repairs, as directed by Department Officers. (PRICE Code: 70.1.1) | 45298.5 | no | PRICE Data | Others | Others
For the special Repair of Department Tug MT Chaliyar Length overall - 18M, Breath - 5M, Depth - 2.25M, Draft (loaded) - 1.4M, Power-2X150HP Rent of dock for 43 days (PRICE Code: 70.1.2) | 64927.85 | set | PRICE Data | Others | Others
For the special Repair of Department Tug MT Chaliyar Length overall - 18M, Breath - 5M, Depth - 2.25M, Draft (loaded) - 1.4M, Power-2X150HP Removing the thickly formed oyster coating and other vegetable growth from the underwater portion of the vessel including cleaning the surface etc. complete as per the direction and satisfication of department officers . (PRICE Code: 70.1.3) | 206.3 | sqm | PRICE Data | Others | Others
For the special Repair of Department Tug MT Chaliyar Length overall - 18M, Breath - 5M, Depth - 2.25M, Draft (loaded) - 1.4M, Power-2X150HP Chipping, Scrapping and cleaning the complete surface of the vessel body, machineries pipe lines and other accessories of the vessel body as per the direction of the department officers. (PRICE Code: 70.1.4) | 206.3 | sqm | PRICE Data | Others | Others
For the special Repair of Department Tug MT Chaliyar Length overall - 18M, Breath - 5M, Depth - 2.25M, Draft (loaded) - 1.4M, Power-2X150HP Gauging the thickness of the plates, beam, frame etc at different portion of the vessel using, ultrasonic thickness gauge after chipping, srapping and filling the surface to about 50mm dia and pasting grease/oil over it as per the direction of the department officers. (PRICE Code: 70.1.5) | 193.65 | no | PRICE Data | Others | Others
For the special Repair of Department Tug MT Chaliyar Length overall - 18M, Breath - 5M, Depth - 2.25M, Draft (loaded) - 1.4M, Power-2X150HP Cutting and removing the old damaged, weakened, severely damaged various thickness ms plate/ms flat/ms angels/ms rods/beams/griders etc. marked by dept officers in various places of the vessel without damageing any other portion/ structures/member on the vessel as per the direction of department officers. (PRICE Code: 70.1.6) | 285.75 | metre | PRICE Data | Others | Others
For the special Repair of Department Tug MT Chaliyar Length overall - 18M, Breath - 5M, Depth - 2.25M, Draft (loaded) - 1.4M, Power-2X150HP Supplying and welding with new various thickness M S Plates / M S Angle/ M S Flat /M S Road /Beam/ Gazette of existing size and shape to the various portions on the vessel's already removed damaged portion of the after heating and bending into shape, V Cut on the matting edge of the plate and welding three layer on both sides together. The rate including the cost of materials, welding charges, tools , plants, scaffolding,other incidental expenses etc. complete as per the direction of the department offiicers. (PRICE Code: 70.1.7) | 17829.25 | quintal | PRICE Data | Others | Others
For the special Repair of Department Tug MT Chaliyar Length overall - 18M, Breath - 5M, Depth - 2.25M, Draft (loaded) - 1.4M, Power-2X150HP Fabricating supplying and fixing towing bollard of double post having 60 cm as per the existing size with 23 cm dia, 10 mm thick M S pipe of overall height 140 cm and a cross beam of length 140 cm in a base with 8mm M S plate on deck measuring 100 x 30 x 10 cm and provide end plates of 25 cm dia, 8mm thick to avoid slipping of rope at the end of post and stiffness. Fill the hollow pipe with 1:2:3 cement concrete all as per the direction of department Officers. (PRICE Code: 70.1.8) | 28250.45 | no | PRICE Data | Others | Others
For the special Repair of Department Tug MT Chaliyar Length overall - 18M, Breath - 5M, Depth - 2.25M, Draft (loaded) - 1.4M, Power-2X150HP Fabricating supplying and fixing front bollard as per the existing size with 18 cm dia, 8 mm thick M S pipe of overall height 110 cm with an end plate of 20 cm dia, 8 mm thick and cross bar using 25 mm M S rod with 35 cm length to avoid slipping of ropes and stiffness. Fill the hollow pipe with 1:2:3 cement concrete all as per the direction of department officers. (PRICE Code: 70.1.9) | 7939.3 | no | PRICE Data | Others | Others
For the special Repair of Department Tug MT Chaliyar Length overall - 18M, Breath - 5M, Depth - 2.25M, Draft (loaded) - 1.4M, Power-2X150HP Supplying and fitting by welding zinc anode weight 2.5 kg (excluding the weight of bracket) with bracket on the underwater portion of the hull without any damage etc. complete as per the direction of the department of the offices. (PRICE Code: 70.1.10) | 1282.15 | no | PRICE Data | Others | Others
For the special Repair of Department Tug MT Chaliyar Length overall - 18M, Breath - 5M, Depth - 2.25M, Draft (loaded) - 1.4M, Power-2X150HP Cutting and removing the broken and damaged fender brackets, bolt and nuts and wooden tiered bits. Supplying and providing with best quality Anjily wood fenders at the size of 150 x 100 mm and providing pair of cleats 1 m apart by welding using 150 x 90 x 8 mm M S plate with a 20mm dia hole on each part of cleat and wooden fender. Fixing firmly the wooden fender in between the cleats using new 200 x 20 mm dia bolt and nut and washers etc. and aslo provide Anjily wooden piece of suitable size to the rope guard as per the direction of the departmental officers. (PRICE Code: 70.1.11) | 281592 | cum | PRICE Data | Others | Others
For the special Repair of Department Tug MT Chaliyar Length overall - 18M, Breath - 5M, Depth - 2.25M, Draft (loaded) - 1.4M, Power-2X150HP Dismantlle the existing rubber fender from position , refiit fender by providing 12 mm chain through out the inner side of the fender and also provide outer clamps with 12 mm chain all as per the direction of the departmental officers (PRICE Code: 70.1.12) | 46926.9 | set | PRICE Data | Others | Others
For the special Repair of Department Tug MT Chaliyar Length overall - 18M, Breath - 5M, Depth - 2.25M, Draft (loaded) - 1.4M, Power-2X150HP Hand rails to be renewed with 1 inch dia G I - B class pipe with support of 40 x 10 mm flat and the height of 450 mm fixing by welding 1 metre apart all are as per the direction of departmental officers (PRICE Code: 70.1.13) | 1917.8 | metre | PRICE Data | Others | Others
For the special Repair of Department Tug MT Chaliyar Length overall - 18M, Breath - 5M, Depth - 2.25M, Draft (loaded) - 1.4M, Power-2X150HP Dismantle both the anchors along with the anchor winch and chain from the vessel, make the stem of the anchor free , grease and stem, chip and scrap the chain for removing the corrsion, rectified the defects of anchor stopper, grease the chain provide the suitable cover of tarpaulin for the winch etc. complete as per the direction of the departmental officers. (PRICE Code: 70.1.14) | 7094.45 | no | PRICE Data | Others | Others
For the special Repair of Department Tug MT Chaliyar Length overall - 18M, Breath - 5M, Depth - 2.25M, Draft (loaded) - 1.4M, Power-2X150HP Rudder and rudder stock dismantled for inspection and assembling in position after inspection. Any defects to be rectified as separate work all as per the direction of departmental officers. (PRICE Code: 70.1.15) | 8329.35 | no | PRICE Data | Others | Others
For the special Repair of Department Tug MT Chaliyar Length overall - 18M, Breath - 5M, Depth - 2.25M, Draft (loaded) - 1.4M, Power-2X150HP Check the defected rudder indicator on board of the vessel overhaul the same and make it functional all as per the direction by departmental officers (The contractor should procure the defected items from the authorised dealer and submit the original dealer bill along with the contractor bill for its reimbursement. 10% of the cost of spares will be paid to the contractor as overhead charges for arranging these items. These procured as well as the replaced items should get inspected by the Engineer who is the in-charge of the work and the unserviceable / old items should be returned to dept. for realisation of payment) (PRICE Code: 70.1.16) | 3113.55 | set | PRICE Data | Others | Others
For the special Repair of Department Tug MT Chaliyar Length overall - 18M, Breath - 5M, Depth - 2.25M, Draft (loaded) - 1.4M, Power-2X150HP The Chain Locker hand pump is to be overhauled and the corroded GI Pipe (B Class) is to be renewed all as per the direction of Departmental officers. (PRICE Code: 70.1.17) | 2109.75 | no | PRICE Data | Others | Others
For the special Repair of Department Tug MT Chaliyar Length overall - 18M, Breath - 5M, Depth - 2.25M, Draft (loaded) - 1.4M, Power-2X150HP Steering Motor and ram cylinder to be overhauled, lines to be checked and make the rudder indicator working after replacing the damaged spares if any (Replacing the spoiled parts supplied by department. If the parts are not in department store the contractor should procure the parts from the authorised dealer and submit the original bill for payment. 10% of the cost of spares will be paid to the contractor as overhead charges for arranging and supplying the item. Replaced unserviceable/old parts except consumable parts like O rings, rubber parts etc. should be returned for realisation of payment) assemble the steering system etc. complete all as per the direction of departmental officers. (PRICE Code: 70.1.18) | 13991.05 | no | PRICE Data | Others | Others
For the special Repair of Department Tug MT Chaliyar Length overall - 18M, Breath - 5M, Depth - 2.25M, Draft (loaded) - 1.4M, Power-2X150HP Dismantle the steering wheel of the tug, fix all the tired posts by proper fasteners refit the same on tug all as per the direction of Departmental officers (PRICE Code: 70.1.19) | 3214.2 | no | PRICE Data | Others | Others
For the special Repair of Department Tug MT Chaliyar Length overall - 18M, Breath - 5M, Depth - 2.25M, Draft (loaded) - 1.4M, Power-2X150HP Removing the propeller with shaft and bushes from the vessel and dismantling the propeller from the propeller shaft etc. and renew the bushes and gland packing, bend checking and straightening the shaft, balancing and pitch correcting the propeller etc. all as per the direction of departmental officers. (PRICE Code: 70.1.20) | 30298.5 | set | PRICE Data | Others | Others
For the special Repair of Department Tug MT Chaliyar Length overall - 18M, Breath - 5M, Depth - 2.25M, Draft (loaded) - 1.4M, Power-2X150HP Renovation of all electrical wirings at wheel house, engine room, Crew room, master lights, search lights (1 No) etc work after rectify the defect or replace the cables with accessories after newly items refitting same position such as search lights,Navigational lights (post/starboard sides) Emergency lights, sockets, switches, plugs,bulbs, flourecent tubes, etc work as per the direction of departmental officers. (PRICE Code: 70.1.21) | 168134.6 | set | PRICE Data | Others | Others
For the special Repair of Department Tug MT Chaliyar Length overall - 18M, Breath - 5M, Depth - 2.25M, Draft (loaded) - 1.4M, Power-2X150HP Check the defected VHF set on board of the vessel overhaul the same and make it functional all as per the direction by departmental officers ( The contractor should procure the defected items from the authorised dealer and submit the original dealer bill along with the contractor bill for its reimbursement. 10% of the cost of spares will be paid to the contractor as overhead charges for arranging these items. These procured as well as the replaced items should get insepected by the Engineer who is the in-charge of the work and the unserviceable/old items should be returned to dept for realisation of payment) (PRICE Code: 70.1.22) | 3130.5 | set | PRICE Data | Others | Others
For the special Repair of Department Tug MT Chaliyar Length overall - 18M, Breath - 5M, Depth - 2.25M, Draft (loaded) - 1.4M, Power-2X150HP Dismantle all the broke glass of the tug and provide new triplex glass of existing size with including the cost of beadings all as per the directions of the departmental officers. (PRICE Code: 70.1.23) | 7282.65 | sqm | PRICE Data | Others | Others
For the special Repair of Department Tug MT Chaliyar Length overall - 18M, Breath - 5M, Depth - 2.25M, Draft (loaded) - 1.4M, Power-2X150HP Damaged crew cabin ceiling along with the ceiling in the wheel house to be renewed with best quality shuttering plywood (water resistant) 6mm thick provision for opening for the repairs of the cable lines and others lines passed through it as per the direction of the departmental officers. (PRICE Code: 70.1.24) | 1340 | sqm | PRICE Data | Others | Others
For the special Repair of Department Tug MT Chaliyar Length overall - 18M, Breath - 5M, Depth - 2.25M, Draft (loaded) - 1.4M, Power-2X150HP Supplying and varnishing with approved best quality Gopal Varnish two coats over all crew cabin ceiling and wheel house wooden paneling surface after cleaning the surface etc. complete as per the direction of departmental officers. (PRICE Code: 70.1.25) | 152.65 | sqm | PRICE Data | Others | Others
For the special Repair of Department Tug MT Chaliyar Length overall - 18M, Breath - 5M, Depth - 2.25M, Draft (loaded) - 1.4M, Power-2X150HP Dismantling the main engine (Ashok Leyland ALM 680) heads and other accessories from the engine, cleaning and de-carbonizing the cylinder, piston, head etc. Cleaning the crank case oil sump,valve and all internal parts, valve seat grinding and suiting, replacing all the damaged parts (The contractor should procure the spare parts required to make the engine functional, from the authorised dealer and submit the original dealer bill along with the contractor bill for its reimbursement. 10% of the cost of spares will be paid to the contractor as overhead charges for arranging and supplying the spares. The procured spares as well as replaced unserviceable/old parts except consumables like O rings, rubber parts etc. should get inspected by the Engineer who is the in-charge of the work and these unserviceable/old spares should be returned to dept. for realisation of payment). Box up the engine, after supplying the required engine oil (20 Litr)1, HSD (200 Ltr) and de-carbonization kit contains gaskets , O rings etc. and taken 10 hrs trial run, all are as per the direction and satisifaction of dept. officers. The contractor should provide 9 months guarantee for smooth working of the engine. (PRICE Code: 70.1.26) | 56610.4 | no | PRICE Data | Others | Others
For the special Repair of Department Tug MT Chaliyar Length overall - 18M, Breath - 5M, Depth - 2.25M, Draft (loaded) - 1.4M, Power-2X150HP Dismantling the main Engine fuel pump for overhauling, calibration, and fitting back in position after overhauling and calibration as per the direction of departmental officers (Overhauling and calibration to be done in a reputed diesel service centre with minimum 9 months service warrany. cost of spares will be reimbursed against original bill of service centre. The replacing spares as well as the replaced parts except consumable like O rings, rubber parts etc. should get inspected by the Engineer who is the in-charge of the work and these unserviceable/old spares should be returned to dept for realisation of payment ) (PRICE Code: 70.1.27) | 3373.15 | no | PRICE Data | Others | Others
For the special Repair of Department Tug MT Chaliyar Length overall - 18M, Breath - 5M, Depth - 2.25M, Draft (loaded) - 1.4M, Power-2X150HP Main engine fuel injectors to be overhauled pressure tested and fitted back as per the direction of the departmental officers. (PRICE Code: 70.1.28) | 2945.85 | set | PRICE Data | Others | Others
For the special Repair of Department Tug MT Chaliyar Length overall - 18M, Breath - 5M, Depth - 2.25M, Draft (loaded) - 1.4M, Power-2X150HP Dismantle the Kirlosker Pneumatics MG 509 Marine Gearbox, open it, overhaul, replace the defective spares if any (The contractor should procure the spare parts required from the authorised dealer and submit the original dealer bill along with their bill for its reimbursement. 10% of the cost of spares will be paid to the contractor as overhead charges for arranging and supplying the spares. These procured spares as well as the replaced unserviceable/old parts except consumable like O rings, rubber parts etc. should get inspected by the Engineer who is the in-charge of the work and these unserviceable/ old spares should be returned to dept for realisation of payment) assemble the gearbox,assemble with the engine and propeller shaft, add required lubricating oil, and taken trial run all as per the direction and satisfaction of departmental officers. (PRICE Code: 70.1.29) | 32186.2 | no | PRICE Data | Others | Others
For the special Repair of Department Tug MT Chaliyar Length overall - 18M, Breath - 5M, Depth - 2.25M, Draft (loaded) - 1.4M, Power-2X150HP Replace the existing sea water pump of the engine with new pump having brass impellors and suitable connectors all as per the direction of Departmental officers. (PRICE Code: 70.1.30) | 5063.9 | no | PRICE Data | Others | Others
For the special Repair of Department Tug MT Chaliyar Length overall - 18M, Breath - 5M, Depth - 2.25M, Draft (loaded) - 1.4M, Power-2X150HP Dismantling the engine oil, gear oil cooler and fresh water cooler and stripping off all the parts, acid washing to be done for removing scale inside and outside tubes then to be cleaned by using cane with cotton waste. Resetting all the parts in position and leak testing after supplying necessary packing, O ringsl, bolt and nuts etc. completed as per the direction of the departmental officers (PRICE Code: 70.1.31) | 3438.95 | no | PRICE Data | Others | Others
For the special Repair of Department Tug MT Chaliyar Length overall - 18M, Breath - 5M, Depth - 2.25M, Draft (loaded) - 1.4M, Power-2X150HP Removing the starting motor of the main engine from position and the same to be dismantled without causing damages to any part. Cleaning the parts in lead free petrol adjusting the spring tension, cleaning and leveling the contacts, varnishing, Growler testing to be done for armature and field winding, lubricating the bushes, insulation testing and assembling, testing for correct speed, torque and spark less operation conductors etc. and fitting back in position,testing for correct and proper engagement of the pinion to the fly wheel teeth etc. all as per the direction of the departmental officers. (PRICE Code: 70.1.32) | 4430.35 | no | PRICE Data | Others | Others
For the special Repair of Department Tug MT Chaliyar Length overall - 18M, Breath - 5M, Depth - 2.25M, Draft (loaded) - 1.4M, Power-2X150HP Replacing the existing damaged alternator from the tug and provide new alternator (TVS -Lukas or equivalent quality) with suitable brackets and connections all as per the direction of Departmental officers. (PRICE Code: 70.1.33) | 13288.9 | no | PRICE Data | Others | Others
For the special Repair of Department Tug MT Chaliyar Length overall - 18M, Breath - 5M, Depth - 2.25M, Draft (loaded) - 1.4M, Power-2X150HP Provide new RPM guages, Pressure gauges, and Temperature gauges with its Cables in the engine and Wheel House with senser, replace the defective spares if any (The contractor should procure the spare parts required from the authorised dealer and submit the original dealer bill along with their bill for its reimbursement. 10% of the cost of spares will be paid to the contractor as overhead charges for arranging and supplying the spares. These procured spares as well as the replaced unserviceable/old parts except consumable like O rings, rubber parts etc. should get inspected by the Engineer who is the in-charge of the work and these unserviceable/ old spares should be returned to dept for realisation of payment) and taken trial run all as per the direction and satisfaction of departmental officers. (PRICE Code: 70.1.34) | 12061.85 | no | PRICE Data | Others | Others
For the special Repair of Department Tug MT Chaliyar Length overall - 18M, Breath - 5M, Depth - 2.25M, Draft (loaded) - 1.4M, Power-2X150HP Renew the existing damaged exhaust pipeline of the engines of the vessel with new B class GI pipe and covering the pipe with asbestos rope all as directed by the Departmental officers. (PRICE Code: 70.1.35) | 2028.3 | metre | PRICE Data | Others | Others
For the special Repair of Department Tug MT Chaliyar Length overall - 18M, Breath - 5M, Depth - 2.25M, Draft (loaded) - 1.4M, Power-2X150HP Dismantling the Generator engine heads and other accessories from the engine, cleaning and de-carbonizing the cylinder, piston,head etc. Cleaning the crank case oil sump, valve and all internal parts, valve seat grinding and suiting, repalcing all the damaged parts (The contractor should procure the spare parts required to make the engine functional from the authorised dealer and submit the original dealer bill along with the contractor bill for its reimbursement. 10% of the cost of spares will be paid to the contractor as overhead charges for arranging and supplying the spares. The procured spares as well as the replaced unserviceable/old parts except consumables like O rings, rubber parts etc. should get inspected by the Engineer who is the in-charge of the work and these unserviceable/old parts etc. should get inspected by the Engineer who is the in-charge of the work and these unserviceable/old spares should be returned to dept for realisation of payment). Box up the engine, after supplying the required engine oil, HSD and de-carbonization kit contains gaskets, O rings etc. and taken 10 hrs trial run, all are as per the direction and satisfaction of departmental officers. The contractor should provide 9 months guarantee for smooth working of the engine. (PRICE Code: 70.1.36) | 27805.65 | no | PRICE Data | Others | Others
For the special Repair of Department Tug MT Chaliyar Length overall - 18M, Breath - 5M, Depth - 2.25M, Draft (loaded) - 1.4M, Power-2X150HP Dismantle electric motors for the water pumps, taking the motor to repairing shop, dismantle the parts, cleaning, varnishing the stator and rotor coil windings and replace the damaged spares if any (The contractor should procure the spare parts required from the authorised dealer and submit the original dealer bill along with their bill for its reimbursement. 10% of the cost of spares will be paid to the contractor as overhead charges for arranging and supplying the spares. These procured spares as well as the replaced unserviceable/old parts except consumable like O rings, rubber parts etc. should get inspected by the Engineer who is the in-charge of work and these unserviceable/old spares should be returned to dept for realisation of payment). assemble the motor, return back, refitting and trial run all as per the directions of the departmental officers. (PRICE Code: 70.1.37) | 2904.7 | no | PRICE Data | Others | Others
For the special Repair of Department Tug MT Chaliyar Length overall - 18M, Breath - 5M, Depth - 2.25M, Draft (loaded) - 1.4M, Power-2X150HP Check all the pipelines in the engine room including the waterline and fuel line, replace the damaged pipe line with new B class GI Pipe of existing size make the pipelines free from air for the smooth flow of sea water, bilging etc. complete as directed by the Departmental officers. (PRICE Code: 70.1.38) | 1581.5 | metre | PRICE Data | Others | Others
For the special Repair of Department Tug MT Chaliyar Length overall - 18M, Breath - 5M, Depth - 2.25M, Draft (loaded) - 1.4M, Power-2X150HP Dismantle the valves in the fuel line and water line overhaul the same, replace the defective spares or valve if any (The contractor should procure the spare parts required from the authorised dealer and submit the original dealer bill along with their bill for its reimbursement. 10% of the cost of spares will be paid to the contractor as overhead charges for arranging and supplying the spares. These procured spares as well as the replaced unserviceable/old parts except consumable like O rings, rubber parts etc. should get inspected by the Engineer who is the in-charge of the work and these unserviceable/old spares should be returned to dept for realisation of payment) and box up with new gland etc complete as per the direction and satisfication of departmental officers. (PRICE Code: 70.1.39) | 264.2 | no | PRICE Data | Others | Others
For the special Repair of Department Tug MT Chaliyar Length overall - 18M, Breath - 5M, Depth - 2.25M, Draft (loaded) - 1.4M, Power-2X150HP All the Diesel tanks manhole doors to be opened up, tanks to be cleaned with banyan waste. after cleaning, manhole doors to be boxed up with new allied packing of 3 mm thick. Provide glass tube for gauging the service tank with a steel scale having marking engraved on the scale for every 50 litres and a sounding rod of Stainless Steel with hook for main tank having marking for every 50 litres all as per the directions of the departmental officers. (PRICE Code: 70.1.40) | 8580.3 | set | PRICE Data | Others | Others
For the special Repair of Department Tug MT Chaliyar Length overall - 18M, Breath - 5M, Depth - 2.25M, Draft (loaded) - 1.4M, Power-2X150HP Fitting a locking arrangement with a pad lock of 7 lever of Godrej or equivalent for both of the main Diesel Oil tanks filling pipe as per the direction of departmental officers. (PRICE Code: 70.1.41) | 2591.1 | set | PRICE Data | Others | Others
For the special Repair of Department Tug MT Chaliyar Length overall - 18M, Breath - 5M, Depth - 2.25M, Draft (loaded) - 1.4M, Power-2X150HP All the Sea chests and sea chest striners to be cleaned and replace the defective spares if any (The contractor should procure the spare parts required from the authorised dealer and submit the original dealer bill along with their bill for its reimbursement. 10% of the cost of spares will be paid to the contractor as ovedrhead charges for arranging and supplying the spares. These procured spares as well as the replaced unserviceable/ old spares should be returned to dept for realisation of payment) and fitted back after replacing the damaged nuts and bolts and filters as per the direction and satisfaction of departmental officers. (PRICE Code: 70.1.42) | 3252.35 | set | PRICE Data | Others | Others
For the special Repair of Department Tug MT Chaliyar Length overall - 18M, Breath - 5M, Depth - 2.25M, Draft (loaded) - 1.4M, Power-2X150HP Renew all the damaged door rubber beading in the wheel house with existing size after leveling the door and make them watertight all as directed by the departmental officers (PRICE Code: 70.1.43) | 261.25 | metre | PRICE Data | Others | Others
For the special Repair of Department Tug MT Chaliyar Length overall - 18M, Breath - 5M, Depth - 2.25M, Draft (loaded) - 1.4M, Power-2X150HP Supplying and painting with approved (quality of entire quantity of primer supply should be get inspected and approved by engineer, who is in-charge of work / department authority before starting / continuation of the painting work) best quality (marine) yellow high rich zincromate metel primer two coats over all chipped surface after cleaning the surface etc. complete as per the direction of departmental officers. (PRICE Code: 70.1.44) | 324.35 | sqm | PRICE Data | Others | Others
For the special Repair of Department Tug MT Chaliyar Length overall - 18M, Breath - 5M, Depth - 2.25M, Draft (loaded) - 1.4M, Power-2X150HP Supplying and painting with approved (quality of entire quantity of paint supply should be get inspected and approved by engineer, who is in-charge of work/Department authority before starting/ continuation of the painting work) best quality AC black paint (marine quality)over the primer applied surface after cleaning the surface as per the direction of departmental officers. (PRICE Code: 70.1.45) | 182.05 | sqm | PRICE Data | Others | Others
For the special Repair of Department Tug MT Chaliyar Length overall - 18M, Breath - 5M, Depth - 2.25M, Draft (loaded) - 1.4M, Power-2X150HP Supplying and painting with approved (quality of entire quantity of marine synthetic enamel supply should be get inspected and approved by engineer, who is in-charge of work/ department authority before starting / continuation of the painting work) marine synthetic enamel paint white or other approved colour two coats over the primer coat already done on vessel body, machineries, pipelines with colour code and other accessories etc. as per the direction and satisfaction of departmental officers. (PRICE Code: 70.1.46) | 308.4 | sqm | PRICE Data | Others | Others
For the special Repair of Department Tug MT Chaliyar Length overall - 18M, Breath - 5M, Depth - 2.25M, Draft (loaded) - 1.4M, Power-2X150HP Supplying and painting two coats to the underwater portion with antifouling paint (quality of entire quantity of antifouling paint supply should be get inspected and approved by engineer, who is in-charge of work/ department authority before starting / continuation of the painting work) over black paint already done etc. complete as per the direction and satisfaction of departmental officers. (PRICE Code: 70.1.47) | 507.65 | sqm | PRICE Data | Others | Others
For the special Repair of Department Tug MT Chaliyar Length overall - 18M, Breath - 5M, Depth - 2.25M, Draft (loaded) - 1.4M, Power-2X150HP Fabricate new battery boxes having top cover with 50 mm brass hinges by using anjily wood having 20 mm thick and fixing the same in a suitable position all as per the direction of departmental officers. (PRICE Code: 70.1.48) | 4252.3 | no | PRICE Data | Others | Others
For the special Repair of Department Tug MT Chaliyar Length overall - 18M, Breath - 5M, Depth - 2.25M, Draft (loaded) - 1.4M, Power-2X150HP Painting the name of the vessel (MT CHALIYAR, PORT DEPARTMENT, GOVERNMENT OF KERALA) on the tug as per the directions of the departmental officers. (PRICE Code: 70.1.49) | 1715.8 | no | PRICE Data | Others | Others
For the special Repair of Department Tug MT Chaliyar Length overall - 18M, Breath - 5M, Depth - 2.25M, Draft (loaded) - 1.4M, Power-2X150HP Provide new bed (Coir Matress) with rexine cloth cover for all the beds in the crew room with best quality rexine cloth after replacing the damaged 6mm thick plywood sheet and to provide new suitable size pillow with rexine cloth cover for each bed all as per the direction of Departmental officers. (PRICE Code: 70.1.50) | 7197.35 | set | PRICE Data | Others | Others
For the special Repair of Department Tug MT Chaliyar Length overall - 18M, Breath - 5M, Depth - 2.25M, Draft (loaded) - 1.4M, Power-2X150HP Provide Three numbers 4.5 Kg. CO2 type Two number 5 Kg. DCP type and Two numbers Foam type fire extinguishers on engine room, wheel house and Crew rooms of the vessel and fire hose 21/2" size 15 mtrs. length with coupling all as per the direction of Departmental officers. (PRICE Code: 70.1.51) | 34176.8 | set | PRICE Data | Others | Others
For the special Repair of Department Tug MT Chaliyar Length overall - 18M, Breath - 5M, Depth - 2.25M, Draft (loaded) - 1.4M, Power-2X150HP Supplying and fitting best quality One ton Air Conditioner and its connections to the Wheel House of the Vessel as per the direction of departmental officers (PRICE Code: 70.1.52) | 30056.5 | no | PRICE Data | Others | Others
For the special Repair of Department Tug MT Chaliyar Length overall - 18M, Breath - 5M, Depth - 2.25M, Draft (loaded) - 1.4M, Power-2X150HP Supplying and fitting new fresh water tank capacity 300 ltre (square/cylinder type -PVC make) with pipe lines and accessories in wheel house, crew room, engine room, Toilet as per the direction of departmental officers. (PRICE Code: 70.1.53) | 14230.65 | no | PRICE Data | Others | Others
For the special Repair of Department Tug MT Chaliyar Length overall - 18M, Breath - 5M, Depth - 2.25M, Draft (loaded) - 1.4M, Power-2X150HP Supply and fitting best quality four batteries 12V 180Ah for two engines with Cables and end connections as per the directions of departmental officers (PRICE Code: 70.1.54) | 80659.75 | set | PRICE Data | Others | Others
For the annual maintenence of the No:5 electric crane for the Year at Beypore Port Dismantle the 30 HP hoisting electric motor from its bed, taking the motor to repairing shop, dismantle the parts, dismantle the slip ring from the shaft, cleaning, varnishing the stator and rotor coil windings, replace the damaged spares (The contractor should procure the spare parts required from the authorised dealer and submit the original dealer bill along with their bill for its reimbursement. 10% of the cost of spares will be paid to the contractor as overhead charges for arranging and supplying the spares. These procured spares as well as the replaced unserviceable / old parts except cunsumable like O rings, rubber parts etc. should get inspected by the Engineer who is the in-charge of the work and these unserviceable/old spares should be returned to dept for realisation of payment), assemble the motor, return back, refitting and trial run all as per the directions of the departmental officers. (PRICE Code: 70.2.1) | 12581.3 | no | PRICE Data | Others | Others
For the annual maintenence of the No:5 electric crane for the Year at Beypore Port Dismantle the 10 hp luffing electric motor from its bed, taking the motor to repairing shop, dismantle the parts, cleaning, varnishing the stator and rotor coil windings, replace the damaged spares if any (The contractor should procure the spare parts required from the authorised dealer and submit the original dealer bill along with their bill for its reimbursement. 10% of the cost of spares. These procured spares as well as the replaced unserviceable / old parts except consumable like 'O' rings, rubber parts etc. should get inspected by the Engineer who is the in-charge of the work and these unserviceable / old spares should be returned to dept for realisation of payment), assemble the motor, return back, refitting and trial run all as per the directions of the departmental officers. (PRICE Code: 70.2.2) | 5196.1 | no | PRICE Data | Others | Others
For the annual maintenence of the No:5 electric crane for the Year at Beypore Port Dismantle the 7.5 hp slewing electric motor from its bed, taking the motor to repairing shop, dismantle the parts, cleaning , varnishing the stator and rotor coil windings, replace the damaged spares if any (The contractor should procure the spare parts required from the authorised dealer and submit the original dealer bill along with their bill for its reimbusement. 10% of the cost of spares will be paid to the contractor as overhead charges for arranging and supplying the spares. These procured spares as well as replaced unserviceable / old parts except consumable like 'O' rings, rubber parts etc. should get inspected by the engineer who is the in charge of work and these unserviceable/ old spares should be returned to department for the realisation of payment), assemble the motor, return back, refitting and trial run all us per the direction of the departmental officers. (PRICE Code: 70.2.3) | 4463.8 | no | PRICE Data | Others | Others
For the annual maintenence of the No:5 electric crane for the Year at Beypore Port Dismantle the luffing / hoist spur gearbox and the winch from its bed, taking the gearbox to repairing shop, overhaul the same replace the damaged spares if any (The contractor should procure the spare parts required from the authorised dealer and submit the original dealer bill along with their bill for its reimbursement. 10% of the cost of spares will be paid to the contractor as overhead charges for arranging and supplying the spares. These procured spares as well as the replaced unserviceable / old parts except consumable like 'O' rings, rubber parts etc. should get inspected by the Engineer who is the in-charge of the work and these unserviceable / old spares should be returned to dept. for realisation of payment), assemble the gearbox, return back, refitting after procuring and filling SAE 90 or equivalent lubricating oil and trial run all as per the directions of the departmental officers. (PRICE Code: 70.2.4) | 12690.55 | no | PRICE Data | Others | Others
For the annual maintenence of the No:5 electric crane for the Year at Beypore Port Dismantle the slewing gearbox from its bed, taking to repairing shop, overhaul the same replace the damaged spares if any (The contractor should procure the spares parts required from the authorised dealer and submit the original dealer bill along with their bill for its reimbursement. 10% of the cost of spares will be paid to the contractor as overhead charges for arranging and supplying the spares. These procured spares as well as the replaced unserviceable / old parts except consumable like O rings, rubber parts etc. should get inspected by the Engineer who is the in-charge of the work and these unserviceable/ old spares should be returned to dept for realisation of payment), assembles the gearboxes, return back, refitting after procuring and filling SAE 90 or equivalent lubricating oil and trial run all as per the directions of the departmental officers. (PRICE Code: 70.2.5) | 4833.35 | set | PRICE Data | Others | Others
For the annual maintenence of the No:5 electric crane for the Year at Beypore Port Dismantle the slewing wheel assembly of the crane, dissemble the parts, check all the parts and replace if required with other spares required (The contractor should procure/fabricate the spare parts required and submit the bill along with their work bill for its reimbursement. 10% of the cost of spares will be paid to the contractor as overhead charges for arranging and supplying the spares. This procured spares as well as replaced unserviceable / old parts except consumable like 'O' rings , rubber parts etc. should get inspected by the Engineer who is the in-charge of the work and these unserviceable / old spares should be returned to dept for realisation of payment) assemble the wheel assembly and fit to the crane as per the directions of the departmental officers. (PRICE Code: 70.2.6) | 1858.15 | no | PRICE Data | Others | Others
For the annual maintenence of the No:5 electric crane for the Year at Beypore Port Dismantle the kingpost assembly of the crane by dismantling the balance parts,jib etc. and the base of the crane with the help of crane provided by the Department, check the king post bush and replace if required with other spares required (The contractor should procure the spare parts required from the authorised dealer and submit the original dealer bill along with their bill for its reimbursement. 10% of the cost of spares will be paid to the contractor as overhead charges for arranging and supplying the spares. These procured spares as well as the replaced unserviceable / old parts except consumable like 'O' rings, rubber parts etc. should get inspencted by the Engineer who is the in-charge of the work and these unserviceable / old spares should be returned to dept for realisation of payment) kept the crane apart so as to move to the new location and assemble the kingpost assembly to the crane after relocating the crane in the new pedestal and trial run all as per the directions of the departmental officers. (PRICE Code: 70.2.7) | 41292.7 | no | PRICE Data | Others | Others
For the annual maintenence of the No:5 electric crane for the Year at Beypore Port Overhauling of the brake system of the luffing and hoist brake unit by dismantling the spares, cleaning, replacing the damaged one if any (The contractor should procure the spare parts required from the authorised dealer and submit the original dealer bill along with their bill for its reimbursement. 10% of the cost of spares will be paid to the contractor as overhead charges for arranging and supplying the spares. These procured spares as well as the replaced unserviceable / old parts except consumable like O rings, rubber parts etc. should get inspected by the Engineer who is the in-charge of the work and these unserviceable / old spares should be returned to dept for realisation of payment), refitting etc. all as per the directions of the departmental officers. (PRICE Code: 70.2.8) | 4533.4 | set | PRICE Data | Others | Others
For the annual maintenence of the No:5 electric crane for the Year at Beypore Port Overhauling of hoist pulley and jib pullies, replacing the damaged spares if any (The contractor should procure the spare parts required from the authorised dealer and submit the original dealer bill along with their bill for its reimbursement. 10% of the cost of spares will be paid to the contractor as overhead charges for arranging and supplying the spares. These procured spares as well as the replaced unserviceable / old parts except consumable like 'O' rings, rubber parts etc. should get inspected by the Engineer who is the in-charge of the work and these unserviceable / old spares should be returned to dept for realisation of payment), refitting etc. all as per the directions of the departmental officers. (PRICE Code: 70.2.9) | 3049.35 | set | PRICE Data | Others | Others
For the annual maintenence of the No:5 electric crane for the Year at Beypore Port Cutting and removing the old damaged, weakened, severely damaged various thickness ms plate/ ms flat/ ms angles/ ms rods/ beams/ girders etc. marked by dept officers in various places of the crane without damaging any other portion/structures member on the crane as per the direction of departmental officers. (PRICE Code: 70.2.10) | 213.85 | metre | PRICE Data | Others | Others
For the annual maintenence of the No:5 electric crane for the Year at Beypore Port Supplying and welding with new various thickness ms.plate/ ms.angle/ ms.flat/ ms.rod/ beam/ gazette of existing size and shape to the various portions on the crane already removed from the damaged portion of the crane after making into shape, V cut on the mating edge of the plate and welding on both sides together. The rate including the cost of materials, welding charges, tools, plants, scaffolding, other incidental expenses etc. complete as per the direction of departmental officers. (PRICE Code: 70.2.11) | 17682 | quintal | PRICE Data | Others | Others
For the annual maintenence of the No:5 electric crane for the Year at Beypore Port All the electrical connections is the control boxes, operator cabin, resistance boxes and other electrical installations without proper connectors is to be removed and modified by using connectors (The contractor should procure the connectors required from the authorised dealer if it is not available with the department and submit original dealer bill along with their bill for its reimbursement. 10% of the cost of spares will be paid to the contractor as overhead charges for arranging and supplying the spares. These procured spares as well as the replaced unserviceable/ old parts should get inspected by the Engineer who is the in in-charge of the work and these unserviceable/ old spares should be returned to dept for realisation of payment. If the spares are not available in market produce these items himself or its production should be arranged by the contractor. Cost of these items assessed by the Engineer is to be reimbursed with overhead of 10% as contractor's profit) and arranging the wires properly all as per the directions of the departmental officers. (PRICE Code: 70.2.12) | 5964.75 | set | PRICE Data | Others | Others
For the annual maintenence of the No:5 electric crane for the Year at Beypore Port Remove all the three controls of the crane and their contact points, check the conditions of the contacts and split rings, remove the damaged split rings and the contacts with new one supplied by the department (The contractor should procure the contacts, split rings etc. required from the authorised dealer if it is not available with the department and submit the original dealer bill along with their bill for its reimbursement. 10% of the cost of spares will be paid to the contractor as overhead charges for arranging and supplying the spares. These procured spares as well as the replaced unserviceable/ old parts should get inspected by the Engineer who is the in-charge of the work and these unserviceable/ old spares should be returned to dept for realisationof payment. If the spares are not available in market produce these items assessed by the Engineer is to be reimbursed with overhead of 10% as contractor's profit), polish the control shaft unit for smooth surface contacts , all as per the directions of the departmental officers. (PRICE Code: 70.2.13) | 4757.85 | set | PRICE Data | Others | Others
For the annual maintenence of the No:5 electric crane for the Year at Beypore Port Dismantle the hoist resistance box, dismantle all the resistances from position, reset the resistance box after renewing the existing box with good quality 18 guage GI sheet and renewing resistances instead of the old broke, replace all the damaged spares (The contractor should procure the spares, resistances, nuts, bolts etc. required from the authorised dealer if it is not available with the department and submit the original dealer bill along with their bill for its reimbursement. 10% of the cost of spares will be paid to the contractor as overhead charges for arranging and supplying the spares. These procured spares as well as the replaced unserviceable/ old parts should get inspected by the Engineer who is in-charge of the work and these unserviceable/ old spares should be returned to dept for realisation of payment. If the spares are not available in market produce these items himself or its production should be arranged by the contractor. Cost of these items assessed by the Engineer is to be reimbursed with overhead of 10% as contractor's profit) refit the same in position all as per the direction of departmental officers. (PRICE Code: 70.2.14) | 7006.25 | set | PRICE Data | Others | Others
For the annual maintenence of the No:5 electric crane for the Year at Beypore Port Dismantle the luffing resistance box, dismantle all the resistances from position, reset the resistance box after renewing resistances instead of the old broke, replace all the damaged spares (The contractor should procure the spares, resistances, nuts, bolts etc. required from the authorised dealer if it is not available with the department and submit the original dealer bill along with their bill for its reimbursement. 10% of the cost of spares will be paid to the contractor as overhead charges for arranging and supplying the spares. These procured spares as well as the replaced unserviceable/ old parts should get inspected by the Engineer who is the in-charge of the work and these unserviceable/ old spares should be returned to dept for realisation of payment. If the spares are not available in market produce these items himself or its production should be arranged by the contractor. Cost of these items assessed by the Engineer is to be reimbursed with overhead of 10% as contractor's profit) refit the same in position all as per the direction of departmental officers. (PRICE Code: 70.2.15) | 4692.55 | set | PRICE Data | Others | Others
Dismantle the slewing resistance box, dismantle all the resistances from position, reset the resistance box after renewing resistances instead of the old broke, replace all the damaged spares (The contractor should procure the spares, resistances, nuts, bolts etc. required from the authorised dealer if it is not available with the department and submit the original dealer bill along with their bill for its reimbursement. 10% of the cost of spares will be paid to the contractor as overhead charges for arranging and supplying the spares. These procured spares as well as the replaced unserviceable/ old parts should get inspected by the Engineer who is the in-charge of the work and these unserviceable/ old spares should be returned to dept for realisation of payment. If the spares are not available in market produce these items himself or its production should be arranged by the contractor. Cost of these items assessed by the Engineer is to be reimbursed with overhead of 10% as contractor's profit) refit the same in position all as per the direction of departmental officers. (PRICE Code: 70.2.16) | 2378.9 | set | PRICE Data | Others | Others
For the annual maintenence of the No:5 electric crane for the Year at Beypore Port Provide new suitable ML 6 contactor (L&T or equivalent) instead of the available worn out coil contactor in the main panel of the crane with suitable fixture and connectors at the control panel, all as per the directions of the departmental officers. (PRICE Code: 70.2.17) | 10071.95 | no | PRICE Data | Others | Others
For the annual maintenence of the No:5 electric crane for the Year at Beypore Port Replacing the damaged sheet of the operator cabin by new best quality 1.6 mm thick GI sheet by using gas welding and sheet processing after replacing the existing damaged sheets as per the directions of the departmental officers (PRICE Code: 70.2.18) | 2348.6 | sqm | PRICE Data | Others | Others
For the annual maintenence of the No:5 electric crane for the Year at Beypore Port Operator cabin ceiling and side paneling to be made with best quality shuttering plywood (6mm thick) after placing 12 mm thick thermocoal panel inside the ply wood as per the direction of departmental officers. (PRICE Code: 70.2.19) | 1320.35 | sqm | PRICE Data | Others | Others
For the annual maintenence of the No:5 electric crane for the Year at Beypore Port Supplying and fitting new best quality 1.25 mm thick GI sheet by using proper fasteners after replacing the damaged sheets of the body of the crane as per the direction of the departmental officers (PRICE Code: 70.2.20) | 1278.65 | sqm | PRICE Data | Others | Others
For the annual maintenence of the No:5 electric crane for the Year at Beypore Port Dismantle all the broke glass of the crane and provide a new armoured glass of existing size with provision for sliding and locking and also provide new glass at the top of the operator cabin including the cost of beadings and channels all as per the directions of the departmental officers. (PRICE Code: 70.2.21) | 2657.7 | sqm | PRICE Data | Others | Others
For the annual maintenence of the No:5 electric crane for the Year at Beypore Port Chipping, scrapping and cleaning the complete surface of the crane including machineries and other accessories as per the direction of departmental officers (PRICE Code: 70.2.22) | 195.2 | sqm | PRICE Data | Others | Others
For the annual maintenence of the No:5 electric crane for the Year at Beypore Port Supplying and painting with approved best quality red oxide metal primer two coats (quality of entire quantity of primer supply should be get inspected and approved by engineer, who is in-charge of work before starting / continuation of the painting work) over all chipped surface after cleaning the surface etc. complete as per the direction of departmental officers. (PRICE Code: 70.2.23) | 260.75 | sqm | PRICE Data | Others | Others
For the annual maintenence of the No:5 electric crane for the Year at Beypore Port Supplying and painting with approved marine quality AC bituminous black paint (quality of entire quantity of paint supply should be get inspected and approved by engineer, who is in-charge of work before starting / continuation of the painting work) over the primer applied surface after cleaning the surface as per the direction of departmental officers (PRICE Code: 70.2.24) | 104.7 | sqm | PRICE Data | Others | Others
For the annual maintenence of the No:5 electric crane for the Year at Beypore Port Supplying and painting with approved marine synthetic enamel paint of existing colour two coats (quality of entire quantity of marine synthetic enamel supply should be get inspected and approved by engineer, who is in-charge of work before starting / continuation of the painting work) over the primer coat already done on crane body, machineries and other accessories etc. as per the direction and satisfaction of departmental officers. (PRICE Code: 70.2.25) | 301.75 | sqm | PRICE Data | Others | Others
For the annual maintenence of the No:5 electric crane for the Year at Beypore Port Provide new cushioned revolving stool of iron construction in the operator cabin, all as per the directions of the departmental officers (PRICE Code: 70.2.26) | 1161.5 | no | PRICE Data | Others | Others
Data for the estimate for the urgent repair of the boat (Dinghy) of the Hydrographic Survey Wing, Beypore Length: 6.6m,bredth: 1.33m,Draft:0.94m Clean and Fiber the damaged portion of hull and inside of the boat by good quality fiber materials in four layers, finish and painting with grey paint as per the direction of the departmental officers. (PRICE Code: 70.3.1) | 2423.75 | sqm | PRICE Data | Others | Others
Data for the estimate for the urgent repair of the boat (Dinghy) of the Hydrographic Survey Wing, Beypore Length: 6.6m,bredth: 1.33m,Draft:0.94m Supplying and fitting the good quality of Marine Plywood inside and outside of the damaged portion in the dinghy, complete as per the direction of the departmental officers (PRICE Code: 70.3.2) | 2771.25 | sqm | PRICE Data | Others | Others
Data for the estimate for the urgent repair of the boat (Dinghy) of the Hydrographic Survey Wing, Beypore Length: 6.6m,bredth: 1.33m,Draft:0.94m Supplying and Fitting the Anjali wood, inside back of the dinghy, complete as per the direction of the departmental officers. (PRICE Code: 70.3.3) | 1644 | cum | PRICE Data | Others | Others
Data for the estimate of the repairs of HONDA 40 HP Engine of Police Department Dismantle the engine and other accessories of the HONDA 40 HP Engine, replacing the damaged pump unit,oil filter, spark plug,connecting rods,ring sets,inlet and exhaust valves, impeller pump with impeller, oil seals etc. and take trial run, all as per the direction and satisfaction of departmental officers. The required fuel should be supplied by the Police Department (PRICE Code: 70.4.1) | 54291.95 | no | PRICE Data | Others | Others
Data for the estimate of annual maintenance of the No.4 electric crane for the year 2008-09 at Beypore Wharf Dismantle the 29.5 HP Hoisting Electric Motor from its bed, taking the motor to repairing shop, dismantle the parts, dismantle the slip ring from the shaft, polish the slip ring by setting it on lathe to avoid the pitches on the slip ring surface, cleaning, varnishing the stator and rotor coil windings, replace the damaged spares including the damaged splint coupling (The contractor should procure the spare parts required from the authorised dealer submit the original dealer bill along with their bill for its reimbursement. 10% of the cost of spares will be paid to the contractor as overhead charges for arranging and supplying the spares. These procured spares as well as the replaced unserviceable / old parts except consumable like 'O' rings, rubber parts etc. should get inspected by the Engineer who is the in-charge of the work and these unserviceable / old spares should be returned to department for realisation of payment), assemble the motor, return back, refitting and trial run all as per the directions of the departmental officers. (PRICE Code: 70.5.1) | 13043.85 | no | PRICE Data | Others | Others
Data for the estimate of annual maintenance of the No.4 electric crane for the year 2008-09 at Beypore Wharf Dismantle the 29.5 HP luffing electric motor from its bed, taking the motor to repairing shop, dismantle the parts, weld the broke cast iron cooling fan by cast iron welding rode, cleaning, varnishing the stator and rotor coil windings, replace the damaged spares if any (The contractor should procure the spare parts required from the authorised dealer and submit the original dealer bill along with their bill for its reimbursement. 10% of the cost of spares will be paid to the contractor as overhead charges for arranging and supplying the spares. These procured spares as well as the replaced unserviceable / old parts except consumable like 'O' rings, rubber parts etc. should get inspected by the Engineer who is the in-charge of the work and these unserviceable / old spares should be returned to department for realisation of payment), assemble the motor, return back, refitting and trial run all as per the directions of the departmental officers. (PRICE Code: 70.5.2) | 11332.6 | no | PRICE Data | Others | Others
Data for the estimate of annual maintenance of the No.4 electric crane for the year 2008-09 at Beypore Wharf Dismantle the 6.5 HP Slewing Electric Motor from its bed, taking the motor to repairing shop, dismantle the parts, cleaning, varnishing the stator and rotor coil windings, replace the damaged spares if any (The contractor should procure the spare parts required from the authorised dealer and submit the original dealer bill along with their bill for its reimbursement. 10% of the cost of spares will be paid to the contractor as overhead charges for arranging and supplying the spares. These procured spares as well as the replaced unserviceable/old parts except consumable like 'O' rings, rubber parts etc. should get inspected by the Engineer who is the in-charge of the work and these unserviceable/old spares should be returned to department for realisation of payment) assemble the motor, return back, refitting and trial run all as per the directions of the departmental officers. (PRICE Code: 70.5.3) | 5165.1 | no | PRICE Data | Others | Others
Data for the estimate of annual maintenance of the No.4 electric crane for the year 2008-09 at Beypore Wharf Dismantle the luffing/hoist spur gear box from its bed, taking the gear box to repairing shop, overhaul the same replace the damaged spares if any (The contractor should procure the spare parts required from the authorised dealer and submit the original dealer bill along with their bill for its reimbursement. 10% of the cost of spares will be paid to the contractor as overhead charges for arranging and supplying the spares. these procured spares as well as the replaced unserviceable/old parts except consumable like 'O' rings, rubber parts etc. should get inspected by the engineer who is the incharge of the work and these unserviceable / old spares should be returned to department for realisation of payment.), assemble the gear box, return back, refitting after procuring and filling SAE 90 or equivalent lubricating oil and trial run all as per the directions of the departmental officers. (PRICE Code: 70.5.4) | 10811.1 | no | PRICE Data | Others | Others
Data for the estimate of annual maintenance of the No.4 electric crane for the year 2008-09 at Beypore Wharf Dismantle the slewing spur and vertical gear boxes from their bed, taking the gear boxes to repairing shop, overhaul the same replace the damaged spares if any (The contractor should procure the spare parts required from the authorised dealer and submit the original dealer bill along with their bill for its reimbursement. 10% of the cost of spares will be paid to the contractor as overhead charges for arranging and supplying the spares. these procured spares as well as the replaced unserviceable/old parts except consumable like 'O' rings, rubber parts etc. should get inspected by the engineer who is the incharge of the work and these unserviceable / old spares should be returned to department for realisation of payment.) assemble the gear boxes, return back, refitting after procuring and filling SAE 90 or equivalent lubricating oil and trial run all as per the directions of the departmental officers. (PRICE Code: 70.5.5) | 22193.75 | set | PRICE Data | Others | Others
Data for the estimate of annual maintenance of the No.4 electric crane for the year 2008-09 at Beypore Wharf Dismantle the luffing / hoist winch from its bed, taking to repairing shop, overhaul the same, replace the damaged spares if any (The contractor should procure the spare parts required from the authorised dealer and submit the original dealer bill along with their bill for its reimbursement. 10% of the cost of spares will be paid to the contractor as overhead charges for arranging and supplying the spares. These procured spares as well as the replaced unserviceable/old parts except consumable like 'O' rings, rubber parts etc. should get inspected by the engineer who is the incharge of the work and these unserviceable / old spares should be returned to department for realisation of payment.) assemble the winch and trial run all as per the directions of the departmental officers. (PRICE Code: 70.5.6) | 6298.35 | no | PRICE Data | Others | Others
Data for the estimate of annual maintenance of the No.4 electric crane for the year 2008-09 at Beypore Wharf Dismantle the jib control centre shaft with the pulleys of the crane , disassemble the parts, polish the shaft by setting on lathe, provide two grease cups for the journals of the shaft for proper lubrication, check the bearings of the pulleys, replace if required with other spares required (The contractor should procure the spare parts required from the authorised dealer and submit the original dealer bill along with their bill for its reimbursement. 10% of the cost of spares will be paid to the contractor as overhead charges for arranging and supplying the spares. These procured spares as well as the replaced unserviceable/old parts except consumable like 'O' rings, rubber parts etc. should get inspected by the Engineer who is the incharge of the work and these unserviceable / old spares should be returned to department for realisation of payment.) assemble all to the crane all as per the directions of the departmental officers. (PRICE Code: 70.5.7) | 6366.75 | no | PRICE Data | Others | Others
Data for the estimate of annual maintenance of the No.4 electric crane for the year 2008-09 at Beypore Wharf Dismantle the slewing wheel assembly of the crane, disassemble the parts, check all the parts including bearing and replace the parts if required, (The contractor should procure the spare parts required from the authorised dealer and submit the original dealer bill along with their bill for its reimbursement. 10% of the cost of spares will be paid to the contractor as overhead charges for arranging and supplying the spares. These procured spares as well as the replaced unserviceable/old parts except consumable like 'O' rings, rubber parts etc. should get inspected by the engineer who is the incharge of the work and these unserviceable / old spares should be returned to department for realisation of payment.) assemble the wheel assembly and fit in to the crane and take trial run all as per the directions of the departmental officers. (PRICE Code: 70.5.8) | 4545.1 | no | PRICE Data | Others | Others
Data for the estimate of annual maintenance of the No.4 electric crane for the year 2008-09 at Beypore Wharf Dismantle the king post assembly of the crane by dismantling the counterweights, jib etc. with the help of Department crane, check the king post bearing and replace if required with other spares required (The contractor should procure the spare parts required from the authorised dealer and submit the original dealer bill along with their bill for its reimbursement. 10% of the cost of spares will be paid to the contractor as overhead charges for arranging and supplying the spares. These procured spares as well as the replaced unserviceable/old parts except consumable like 'O' rings, rubber parts etc. should get inspected by the Engineer who is the incharge of the work and these unserviceable / old spares should be returned to department for realisation of payment.) making provision for proper lubrication of the king post, assemble the king post, assembly to the crane and trial run all as per the directions of the departmental officers. (PRICE Code: 70.5.9) | 53644.5 | no | PRICE Data | Others | Others
Data for the estimate of annual maintenance of the No.4 electric crane for the year 2008-09 at Beypore Wharf Dismantle the pinion shaft assembly of the crane by dismantling the journals, cut the bracket plate from its position, provide new bracket plate of suitable size, provide a suitable attachment for fixing the pinion shaft instead of the available journals, so as to avoid the complaint of tear of pinion shaft and broke of bracket welding, check the bearings and replace or renew if required with other spares required (The contractor should procure the spare parts required from the authorised dealer and submit the original dealer bill along with their bill for its reimbursement. 10% of the cost of spares will be paid to the contractor as overhead charges for arranging and supplying the spares. These procured spares as well as the replaced unserviceable/old parts except consumable like 'O' rings, rubber parts etc. should get inspected by the Engineer who is the incharge of the work and these unserviceable / old spares should be returned to department for realisation of payment.) assemble the pinion shaft assembly to the crane and trial run all as per the directions of the departmental officers. The contractor should provide minimum 1 year guarantee for this work. (PRICE Code: 70.5.10) | 37746.95 | no | PRICE Data | Others | Others
Data for the estimate of annual maintenance of the No.4 electric crane for the year 2008-09 at Beypore Wharf Supplying and fitting the roof from top and sides with best quality 24 guage GI sheet (corrugated type) to save the machineries of the crane from rain. After making roof struss, frames, supporters etc. with 20mm and 24 mm GI Pipe(B class) that should be approved by the Engineer who is in the incharge of the work, all as per the directions of the departmental officers. (PRICE Code: 70.5.11) | 1674.05 | sqm | PRICE Data | Others | Others
Data for the estimate of annual maintenance of the No.4 electric crane for the year 2008-09 at Beypore Wharf Cleaning the resistance box, control panels and control switches of the crane from dust and other particle entered in it by opening boxes, make all the connections in the control boxes of the cranes to be checked and standardise the connections by using connectors and replace the blown out HRC fuses and other spares with new proper type fuse by procuring (The contractor should procure the spare parts required from the authorised dealer and submit the orginal dealer bill along with their bill for its reimbursement. 10% of cost of spares will be paid to the contractor as over head charges for arranging and supplying the spares. These procured spares as well as the replaced unserviceable / old parts except consumable like 'O' rings, rubber parts etc. should get inspected by the Engineer who is the incharge of the work. And these unserviceable / old spares should be returned to department for realisation of payment), arranging the wires properly and varnishing the transformers in the control box all as per the directions of the departmental officers. (PRICE Code: 70.5.12) | 7581.5 | set | PRICE Data | Others | Others
Data for the estimate of annual maintenance of the No.4 electric crane for the year 2008-09 at Beypore Wharf Overhauling all the brake systems of the crane, dismantle the spares cleaning replacing the damaged one if any lubricating. refitting etc. all as per the dircetions of the departmental officers. (PRICE Code: 70.5.13) | 4897.7 | set | PRICE Data | Others | Others
Data for the estimate of annual maintenance of the No.4 electric crane for the year 2008-09 at Beypore Wharf Provide a new boot for the crane control lever by stitching in the Rexine or other suitable type as per the directions of the departmental officers. (PRICE Code: 70.5.14) | 506.6 | no | PRICE Data | Others | Others
Data for the estimate of annual maintenance of the No.4 electric crane for the year 2008-09 at Beypore Wharf Provide a new Electrical Hooter having minimum 50 metre range working on single face after dismantling the existing damaged one as per the direction of the departmental officers. (PRICE Code: 70.5.15) | 1428.55 | set | PRICE Data | Others | Others
Data for the estimate of annual maintenance of the No.4 electric crane for the year 2008-09 at Beypore Wharf Supplying and Fitting new best quality 1.6mm GI sheet instead of the corroded operator cabin by using proper fasteners after replacing the damaged sheets of the cabin of the crane as per the direction of the departmental officers. (PRICE Code: 70.5.16) | 1204.25 | sqm | PRICE Data | Others | Others
Data for the estimate of annual maintenance of the No.4 electric crane for the year 2008-09 at Beypore Wharf Chipping, scrapping and cleaning the complete surface of the crane including machineries and other accessories as per the direction of departmental officers. (PRICE Code: 70.5.17) | 324.95 | sqm | PRICE Data | Others | Others
Data for the estimate of annual maintenance of the No.4 electric crane for the year 2008-09 at Beypore Wharf Supplying and Painting with approved best quality Red Oxide metal primer two coats (quality of entire quantity of primer supply should be get inspected and approved by Engineer, who is in-charge of work before starting continuation of painting work) overhaul chipped surface after cleaning the surface etc. complete as per the direction of departmental officers. (PRICE Code: 70.5.18) | 149.3 | sqm | PRICE Data | Others | Others
Data for the estimate of annual maintenance of the No.4 electric crane for the year 2008-09 at Beypore Wharf Supplying and painting with approved Marine quality AC bituminous black paint with two coats(quality of entire quantity of paint supply should be get inspected and approved by Engineer, who is in-charge of work before starting for continuation of the painting work) over the primer applied surface after cleaning the surface as per the direction of departmental officers. (PRICE Code: 70.5.19) | 112.3 | sqm | PRICE Data | Others | Others
Data for the estimate of annual maintenance of the No.4 electric crane for the year 2008-09 at Beypore Wharf Supplying and Painting with approved Marine Synthetic Enamel paint of existing colour two coats (quality of entire quantity of Marine Synthetic Enamel supply should be get inspected and approved by Engineer, who is in-charge of work before starting / continuation of the painting work.) over the primer coat already done on crane body, machineries and other accessories etc. as per the direction of the departmental officers. (PRICE Code: 70.5.20) | 127 | sqm | PRICE Data | Others | Others
Data for the estimate for the urgent repair of the pinion shaft of No.3 Electric Crane at Beypore Port Dismantle the slewing pinion shaft from the Gear Box, after taking to the workshop, the broken teeth are grinding and welding with special welding electrode (hard steel) and making in correct size by milling and machining operation, after all hardening the teeth as per the direction of departmental officers. (PRICE Code: 70.6.1) | 6787.55 | no | PRICE Data | Others | Others
Tunnel Driving the tunnel as per approved cross sections to lines and levels in weak rock strata including all the required operations like drilling, blasting using modern explosives, mucking, scaling, etc. and removing and depositng the excavated materials(muck) at designated places including all leads and lifts, cost of all materials, machinery, fuel, labour, lighting, ventilation, water supply, compressed air, dewatering, etc. complete as per specifications and as directed by the departmental officers. (PRICE Code: 72.1.2) | 85.7 | cum | PRICE Data | Others | Others
Tunnel Mucking loose and jointed rock fallen due to weak nature of rock in tunnel and depositing the muck at designated areas including all leads and lifts, machinery, fuel, labour, lighting, ventilation, dewatering, etc. complete as per the direction of departmental officers. (PRICE Code: 72.1.3) | 402.9 | cum | PRICE Data | Others | Others
Tunnel Cement concrete for lining of tunnel invert portion including cost of all materials, form work, labour, conveying, laying, vibrating , curing etc, complete (PRICE Code: 72.1.4) | 441.8 | cum | PRICE Data | Others | Others
Tunnel Cement concrete for lining of tunnel overt portion including cost of all materials, form work, labour, conveying, laying, vibrating , curing etc, complete. (PRICE Code: 72.1.5) | 429.15 | cum | PRICE Data | Others | Others
Surge Shaft Cement concrete for lining of surge shaft including cost of all materials, form work, labour, conveying, laying, vibrating, curing etc, complete (PRICE Code: 72.2.3) | 11820.35 | cum | PRICE Data | Others | Others
Surge Shaft Cement concrete for the floor of surge shaft including cost of all materials, labour, conveying, laying, vibrating , curing etc, complete (PRICE Code: 72.2.4) | -1161.75 | cum | PRICE Data | Others | Others
Penstock Ultrasonic inspection of steel plate (ASTM A 285 Grade C or its equivalent IS) at place of delivery/ fabrication, prior to fabrication of plates including all expenses for testing arrangements, labour charges etc. complete as per specifications, approved drawings and as directed by departmental officers. (PRICE Code: 72.4.1) | 72.05 | sqm | PRICE Data | Others | Others
Penstock Design, Supply and Fabrication of penstock pipes at erection site using steel plates conforming to ASTM A 285 Grade C or its equivalent IS specifications, including cost of steel, electrodes, welding flux and accessories, carrying out stress relieving and all tests other than those for which separate items are included, shot/sand blasting and protective coating for inside two coats of Zinc rich primer and two coats of coal tar epoxy paint, for outside one coat of zinc rich primer followed by cement wash having a composition of cement, water and pottassium dichromate in 20:8:1 ratio first coat at workshop, insurance charges, all labour charges, transportation charges etc. complete as per specifications, approved drawings and as directed by the departmental officers. (PRICE Code: 72.4.2) | 108136.35 | MT | PRICE Data | Others | Others
Penstock Design, Supply and Fabrication of flanges, bends, expanders, reducers, Y piece etc by using steel plates conforming to ASTM A 285 Grade C or its equivalent IS specifications, including cost of steel, electrodes, welding flux and accessories, carrying out stress relieving and all tests other than those for which separate items are included, sand blasting and protective coating for inside two coats of Zinc rich primer and two coats of coal tar epoxy paint, for outside one coat of zinc rich primer followed by cement wash having a composition of cement, water and pottassium dichromate in 20:8:1 ratio first coat at workshop, insurance charges, all labour charges, transportation charges etc. complete as per specifications, approved drawings and as directed by the departmental officers. (PRICE Code: 72.4.3) | 112510.15 | MT | PRICE Data | Others | Others
Penstock Radiographic inspection of shop weld carried out at fabrication site/ factory as per specifications including all expenses for testing arrangements and labour charges etc. complete as directed by the departmental officers. (PRICE Code: 72.4.4) | 778.8 | metre | PRICE Data | Others | Others
Penstock Radiographic inspection of field weld as per specification including all expences for testing arrangements and labour charges etc. complete as directed by the departmental officers. (PRICE Code: 72.4.5) | 824.55 | metre | PRICE Data | Others | Others
Penstock Erection and installation of pipes, flanges, bends, Y-piece, expanders, reducers etc. including conveyance to the haulage position over the substructure anchors, placing in position, assembling, welding, followed by second coat of cement wash having a composition of cement, water and pottassium dichromate in 20:8:1 ratio, etc. complete as per specifications and approved drawings including all labour charges, transportation charges, equipments, final protective coating, insurance charges etc. complete as directed by the departmental officers. (PRICE Code: 72.4.6) | 31294 | MT | PRICE Data | Others | Others
Penstock Design, Supply, Fabrication and Erection of Rocker Supports to the penstock using various size steel sections etc., straightening, cutting fabricating and hoisting including applying one coat of iron primer and painting with coaltar epoxy paint 2 coats, etc. complete. as per drawing and as directed by the departmental officers. (PRICE Code: 72.4.7) | 66541 | MT | PRICE Data | Others | Others
Supply of MS plates confirming to IS 2062GrB including cost of conveyance charges (PRICE Code: 85.101) | 64.15 | kg | PRICE Data | Others | Others
Supply of MS Tees, Angles, Joists, ISMB, ISMC confirming to IS2062GrA/B including cost of conveyance charges (PRICE Code: 85.102) | 66.1 | kg | PRICE Data | Others | Others
Supply of MS checquered plates including cost of conveyance charges (PRICE Code: 85.103) | 73.3 | kg | PRICE Data | Others | Others
Supply of Al checquered plates including cost of conveyance charges (PRICE Code: 85.104) | 317.2 | kg | PRICE Data | Others | Others
Supply of SS plates of grade 304L including cost of conveyance charges (PRICE Code: 85.105) | 305 | kg | PRICE Data | Others | Others
Supply of MS flats including cost of conveyance charges (PRICE Code: 85.106) | 61.3 | kg | PRICE Data | Others | Others
Supply of MS round bar including cost of conveyance charges (PRICE Code: 85.107) | 64.15 | kg | PRICE Data | Others | Others
Fabrication, erection and commissioning of Structural steel Embedded parts in IS2062 Grade and accessories as per approved specifications, drawings and directions of deptl officer at site including cost of labour , machinery , incidental and handling charges etc complete but excluding cost of material already supplied (PRICE Code: 85.108) | 79.1 | kg | PRICE Data | Others | Others
Fabrication, Supply, erection and assembling in correct position and alignment by welding SS Embedded parts in 304L Grade like roller track, seal track,Seal seat etc as per approved specifications, drawings and directions of deptl officer at site including cost of all materials,labour,machinery for planing, welding,shearing, grinding etc,lead and lift, conveyance, incidental and handling etc complete (PRICE Code: 85.109) | 992.2 | kg | PRICE Data | Others | Others
Fabrication and supply of Structural steel wheel gate and accessories as per approved specifications, drawings and directions of deptl officer at site including cost of labour, machinery, all leads and lifts, incidental and handling charges etc complete but excluding cost of material already supplied (PRICE Code: 85.11) | 67.3 | kg | PRICE Data | Others | Others
Erection of the gates safely in the grooves , assembling and aligning including cost of all machinery, labour all incidental and conveyance charges etc complete as per direction of departmental officer at site (PRICE Code: 85.111) | 6.2 | kg | PRICE Data | Others | Others
Painting all the exposed surfaces of the gate and embedded parts with two coats of epoxy coal tar black paint confirming to IS14948 with a minimum film thickness of 150+/-5 microns per each coat over two coats of priming coat applied with zinc primer containing not less than 85% of zinc dry film with a film thickness of 70+/-5 microns , so that the total film thickness of all coats including priming coat at any rate is not less than 350microns over the grit blasted and cleaned surface to class A standard of IS 14177 including cost of all materials , labour charges , cost of testing all painting materials, all incidental charges, hire of T&P etc complete as per the direction of departmental officer at site (PRICE Code: 85.112) | 784.7 | sqm | PRICE Data | Others | Others
Painting all the exposed surfaces of the gate and embedded parts with two coats of epoxy coal tar black paint confirming to IS14948 with a minimum film thickness of 150+/-5 microns per each coat over two coats of priming coat applied with zinc primer containing not less than 85% of zinc on dry film thickness of 70+/-5 microns , so that the total film thickness of all coats including priming coat at any rate is not less than 350 microns over the grit blasted and cleaned surface to class A standard of IS14177 including cost of all materials, labour charges , cost of testing all painting materials , all incidental charges, hire of T&P etc complete as per the direction of department officers at site (PRICE Code: 85.113) | 987.15 | sqm | PRICE Data | Others | Others
Painting all the exposed surfaces of the gate and embedded parts with two coats of epoxy coal tar black paint confirming to IS14948 with a minimum film thickness of 150+/-5 microns per each coat over two coats of priming coat applied with zinc primer containing not less than 85% of zinc on dry film with a film thickness of 70+/-5 microns , so that the total film thickness of all coats including priming coat at any rate is not less than 350 microns after cleaning the surface using hand and power tool cleaning including cost of all materials, labour charges , cost of testing all painting materials, all incidental charges, hire of T&P etc. complete as per the direction of department officers at site (PRICE Code: 85.114) | 408.6 | sqm | PRICE Data | Others | Others
Cost of painting with 2 coats of enamel paint over 1 coat of zinchromate primer as per IS1477:1994 after hand and power tool cleaning including cost of all materials, labour charges, cost of testing all painting materials, all incidental charges, hire of T&P etc. complete as per the direction of department officers at site (PRICE Code: 85.115) | 159.5 | sqm | PRICE Data | Others | Others
Supplying and fixing in correct position with specified initial interface the flat type rubber seal confirming to IS 11855 to the gates including cost of SS bolts and nut all labour and machinery and incidental and conveyance charges complete as per approved specification and drawing (PRICE Code: 85.116) | 1916.4 | metre | PRICE Data | Others | Others
Supplying and fixing in correct position with specified initial interface the Angular type rubber seal confirming to IS11855 to the gates including cost of SS bolts and nuts and all labour and machinery and incidental and conveyance charges complete as per approved specifications and drawings (PRICE Code: 85.117) | 2961.75 | metre | PRICE Data | Others | Others
Supplying and fixing in correct position with specified initial interface L-type / bulb nose rubber seal confirming to IS11855 to the gates including cost of SS bolts and nuts and all labour and machinery and incidental and conveyance charges complete as per approved specifications and drawings (PRICE Code: 85.118) | 2671.4 | metre | PRICE Data | Others | Others
Supplying and fixing cast steel thrust roller assembly having 250mm Dia, 50mm tread width, SS(304) shaft and 22313E self aligning spherical roller bearing and accessories as per approved specifications and drawings including cost of all materials, machineries, labour , all lift and lead, incidental and conveyance charges etc complete (PRICE Code: 85.119) | 27468.9 | no | PRICE Data | Others | Others
Supplying and fixing cast steel thrust roller assembly having 300mm Dia, 90mm tread width, SS(304) shaft and 22314E self aligning spherical roller bearing and accessories as per approved specifications and drawings including cost of all materials, machineries, labour , all lift and lead, incidental and conveyance charges etc complete (PRICE Code: 85.12) | 41218.2 | no | PRICE Data | Others | Others
Supplying and fixing cast steel thrust roller assembly having 300mm Dia, 90mm tread width, SS(304) shaft and 22315E self aligning spherical roller bearing and accessories as per approved specifications and drawings including cost of all materials, machineries, labour , all lift and lead, incidental and conveyance charges etc complete (PRICE Code: 85.121) | 43425.95 | no | PRICE Data | Others | Others
Supplying and fixing cast steel thrust roller assembly having 300mm Dia, 90mm tread width, SS(304) shaft and 22316E self aligning spherical roller bearing and accessories as per approved specifications and drawings including cost of all materials, machineries, labour , all lift and lead, incidental and conveyance charges etc complete (PRICE Code: 85.122) | 44476.3 | no | PRICE Data | Others | Others
Supplying and fixing cast steel thrust roller assembly having 400mm Dia, 90mm tread width, SS(304) shaft and 22316E self aligning spherical roller bearing and accessories as per approved specifications and drawings including cost of all materials, machineries, labour , all lift and lead, incidental and conveyance charges etc complete (PRICE Code: 85.123) | 69718.35 | no | PRICE Data | Others | Others
Fabrication and supply of Hoisting bridge unit in structural steel confirming to IS2062Gr including ladder, covers for hoisting unit etc as per approved specifications, drawings and directions of deptl officer at site including cost of labour, machinery, incidental and handling charges for fixing handrails and allied works etc complete but excluding material already supplied and weight of pipes for hand rails etc (PRICE Code: 85.124) | 63.25 | kg | PRICE Data | Others | Others
Conveying and erecting in position the already supplied rope drum hoisting units (15T/ 20T/25T/30T) capacity on the hoisting bridge and correcting the alignment as far as possible manually as per the direction of departmental officer at site including cost of all labour, machinery, lead and lift and all incidental and conveyance charges etc complete (PRICE Code: 85.125) | 58654.75 | no | PRICE Data | Others | Others
Conveying and erecting in position the already supplied rope drum hoisting units 10T capacity on the hoisting bridge and correcting the alignment as far as possible manually as per the direction of departmental officer at site including cost of all labour, machinery, lead and lift and all incidental and conveyance charges etc complete (PRICE Code: 85.126) | 55722 | no | PRICE Data | Others | Others
Conveying and erecting in position the already supplied rope drum hoisting units 5T capacity on the hoisting bridge and correcting the alignment as far as possible manually as per the direction of departmental officer at site including cost of all labour, machinery, lead and lift and all incidental and conveyance charges etc complete (PRICE Code: 85.127) | 52789.25 | no | PRICE Data | Others | Others
Providing Line shaft ,material : MS rolled/ forged steel (PRICE Code: 85.128) | 128.95 | kg | PRICE Data | Others | Others
Supplying and stacking 5 Tonne capacity rope drum hoisting unit having13 m lift at a hoisting speed of about 0.75m/min(�10% ) through pulley arrangements with two numbers of falls on either side with 12mm tested galvanized wire rope 6/36 construction, fibre core having breaking capacity 8563Kg and driven by TEFC squirrel cage induction motor hoist duty type having capacity not less than 1.5HP and driven through self locking worm reducer and open gear reduction unit excluding the cost of line shaft but including 2 nos. of plummer blocks with bearings for line shaft supported at proper intervals and including cost of electro magnetic thruster brake assembly manual operating systems,electrical accessories like DOL starters, limit switch, main switches and other safety equipments as per drawings specifications and statutory requirements etc complete but excluding cost of wire rope (PRICE Code: 85.129) | 471144.05 | set | PRICE Data | Others | Others
Supply ing and stacking of 10 Tonne capacity rope drum hoisting unit having12 m lift at a hoisting speed of about 0.50m/min(+/-10%) through pulley arrangements with two numbers of falls on either side with 18mm tested galvanized wire rope 6/37 construction, fibre core having breaking capacity 17227Kg and driven by TEFC squirrel cage induction motor hoist duty type having capacity not less than 2HP and driven through self locking worm reducer and open gear reduction unit excluding the cost of line shaft but including 2 nos. of plummer blocks with bearings for line shaft supported at proper intervals and including cost of electro magnetic thruster brake assembly manual operating systems, electrical accessories like DOL starters, limit switch, main switches and other safety equipments as per drawings specifications and statutory requirements etc complete but excluding cost of wire rope. (PRICE Code: 85.13) | 710351.85 | set | PRICE Data | Others | Others
Supplying and stacking of 15 Tonne capacity rope drum hoisting unit having12 m lift at a hoisting speed of about 0.50 m/min(+/-10%) through pulley arrangements with two numbers of falls on either side with 20mm tested galvanized wire rope 6/36 construction, fibre core having breaking capacity 23853Kg and driven by TEFC squirrel cage induction motor hoist duty type having capacity not less than 3HP and driven through self locking worm reducer and open gear reduction unit excluding the cost of line shaft but including 2 nos. of plummer blocks with bearings for line shaft supported at proper intervals and including cost of electro magnetic thruster brake assembly manual operating systems, electrical accessories like DOL starters, limit switch, main switches and other safety equipments as per drawings specifications and statutory requirements etc complete but excluding cost of wire rope. (PRICE Code: 85.131) | 762034.9 | set | PRICE Data | Others | Others
Supplying and stacking of 20 Tonne capacity rope drum hoisting unit having13.5 m lift at a hoisting speed of about 0.50 m/min(+/-10%) through pulley arrangements with 4 numbers of falls on either side with 20mm tested galvanized wire rope 6/36 construction, fibre core having breaking capacity 23853Kg and driven by TEFC squirrel cage induction motor hoist duty type having capacity not less than 5HP and driven through self locking worm reducer and open gear reduction unit excluding the cost of line shaft but including 2 nos. of plummer blocks for line shaft with bearings supported at proper intervals and including cost of electro magnetic thruster brake assembly manual operating systems, electrical accessories like DOL starters, limit switch, main switches and other safety equipments as per drawings specifications and statutory requirements etc complete but excluding cost of wire rope (PRICE Code: 85.132) | 929463.7 | set | PRICE Data | Others | Others
Supplying and stacking of 25 Tonne capacity rope drum hoisting unit having13.5 m lift at a hoisting speed of about 0.45 m/min(+/-10%) through pulley arrangements with 4 numbers of falls on either side with 20mm tested galvanized wire rope 6/36 construction, fibre core having breaking capacity 23853Kg and driven by TEFC squirrel cage induction motor hoist duty type having capacity not less than 5HP and driven through self locking worm reducer and open gear reduction unit excluding the cost of Line shaft but including 2 nos. of plummer blocks with bearings for line shaft supported at proper intervals and including cost of electro magnetic thruster brake assembly manual operating systems, electrical accessories like DOL starters, limit switch, main switches and other safety equipments as per drawings specifications and statutory requirements etc complete but excluding cost of wire rope. (PRICE Code: 85.133) | 921668.9 | set | PRICE Data | Others | Others
Supplying and stacking of 30 Tonne capacity rope drum hoisting unit having13.5 m lift at a hoisting speed of about 0.33 m/min(+/-10%) through pulley arrangements with 4 numbers of falls on either side with 22mm tested galvanized wire rope 6/36 construction, fibre core having breaking capacity 288488Kg and driven by TEFC squirrel cage induction motor hoist duty type having capacity not less than 5HP and driven through self locking worm reducer and open gear reduction unit excluding the cost of line shaft but including 2 nos. of plummer blocks with bearings for line shaft supported at proper intervals and including cost of electro magnetic thruster brake assembly manual operating systems, electrical accessories like DOL starters, limit switch, main switches and other safety equipments as per drawings specifications and statutory requirements etc complete but excluding cost of wire rope (PRICE Code: 85.134) | 979918.2 | set | PRICE Data | Others | Others
Conveying and Fixing wire rope already supplied to the new gates and Hoisting unit safely and conducting Trial run (PRICE Code: 85.135) | 18524.75 | set | PRICE Data | Others | Others
Erection of the hoisting bridge unit including handrails , ladder and platform etc. in correct alignment and anchoring it ; setting and aligning the covers of the hoisting unit etc complete including cost of all labour, machinery, incidental and conveyance , lead and lift charges etc complete but excluding cost of materials already supplied (PRICE Code: 85.136) | 3.5 | kg | PRICE Data | Others | Others
Excavating trenches of required width for pipes, cables, etc including excavation for sockets, and dressing of sides, ramming of bottoms, depth up to 1.5 m, including getting out the excavated soil, and then returning the soil as required, in layers not exceeding 20 cm in depth, including consolidating each deposited layer by ramming, watering, etc. and disposing of surplus excavated soil as directed, within a lead of 50 m : All kinds of soil (Ref. Item No. 2.10.1 of DSR) (PRICE Code: 100.1.1) | 409.7 | cum | PRICE Data | Others | Others
Excavating trenches of required width for pipes, cables, etc including excavation for sockets, and dressing of sides, ramming of bottoms, depth exceeding 1.5m but not exceeding 3 m, including getting out the excavated soil, and then returning the soil as required, in layers not exceeding 20 cm in depth, including consolidating each deposited layer by ramming, watering, etc. and disposing of surplus excavated soil as directed, within a lead of 50 m: 1.50m to 3.0m All kinds of soil (Ref. Item No. 2.11 of DSR) (PRICE Code: 100.1.2) | 488.15 | cum | PRICE Data | Others | Others
Excavating trenches of required width for pipes, cables, etc including excavation for sockets, and dressing of sides, ramming of bottoms, depth exceeding 3m in depth but not exceeding 4.5 m, including getting out the excavated soil, and then returning the soil as required, in layers not exceeding 20 cm in depth, including consolidating each deposited layer by ramming, watering, etc. and disposing of surplus excavated soil as directed, within a lead of 50 m : 3.0m to 4.50m All kinds of soil (Ref. Item No. 2.12 of DSR) (PRICE Code: 100.1.3) | 566.6 | cum | PRICE Data | Others | Others
Excavating trenches of required width for pipes, cables, etc including excavation for sockets, and dressing of sides, ramming of bottoms, depth exceeding 4.5m in depth but not exceeding 6 m, including getting out the excavated soil, and then returning the soil as required, in layers not exceeding 20 cm in depth, including consolidating each deposited layer by ramming, watering, etc. and disposing of surplus excavated soil as directed, within a lead of 50 m : 4.5m to 6.0m All kinds of soil. (Ref. Item No. 2.12 of DSR) (PRICE Code: 100.1.4) | 645.05 | cum | PRICE Data | Others | Others
Excavating trenches of required width for pipes, cables, etc including excavation for sockets, and dressing of sides, ramming of bottoms, depth up to 1.5 m, including getting out the excavated soil, and then returning the soil as required, in layers not exceeding 20 cm in depth, including consolidating each deposited layer by ramming, watering, etc. and disposing of surplus excavated soil as directed, within a lead of 50 m :" Ordinary Rock. (Ref. Item No. 2.13.1 of DSR) (PRICE Code: 100.1.5) | 595 | cum | PRICE Data | Others | Others
Excavating trenches of required width for pipes, cables, etc including excavation for sockets, and dressing of sides, ramming of bottoms, depth exceeding 1.5m but not exceeding 3 m, including getting out the excavated soil, and then returning the soil as required, in layers not exceeding 20 cm in depth, including consolidating each deposited layer by ramming, watering, etc. and disposing of surplus excavated soil as directed, within a lead of 50 m : 1.50m to 3.0m. Ordinary Rock. (Ref. Item No. 2.14 of DSR) (PRICE Code: 100.1.6) | 735.7 | cum | PRICE Data | Others | Others
Excavating trenches of required width for pipes, cables, etc including excavation for sockets, and dressing of sides, ramming of bottoms, depth exceeding 3m in depth but not exceeding 4.5 m, including getting out the excavated soil, and then returning the soil as required, in layers not exceeding 20 cm in depth, including consolidating each deposited layer by ramming, watering, etc. and disposing of surplus excavated soil as directed, within a lead of 50 m : 3.0m to 4.50m. Ordinary Rock. (Ref. Item No. 2.15 of DSR) (PRICE Code: 100.1.7) | 876.4 | cum | PRICE Data | Others | Others
Excavating trenches of required width for pipes, cables, etc including excavation for sockets, and dressing of sides, ramming of bottoms, depth exceeding 4.5 m in depth but not exceeding 6.0 m, including getting out the excavated soil, and then returning the soil as required, in layers not exceeding 20 cm in depth, including consolidating each deposited layer by ramming, watering, etc. and disposing of surplus excavated soil as directed, within a lead of 50 m : 4.5m to 6.0m. Ordinary Rock. (Ref. Item No. 2.15 of DSR) (PRICE Code: 100.1.8) | 1017.1 | cum | PRICE Data | Others | Others
Excavating trenches of required width for pipes, cables, etc including excavation for sockets, and dressing of sides, ramming of bottoms, depth up to 1.5 m, including getting out the excavated soil, and then returning the soil as required, in layers not exceeding 20 cm in depth, including consolidating each deposited layer by ramming, watering, etc. and disposing of surplus excavated soil as directed, within a lead of 50 m Hard Rock(Requiring Blasting). (Ref. Item No. 2.13.2 of DSR) (PRICE Code: 100.1.9) | 842.65 | cum | PRICE Data | Others | Others
Excavating trenches of required width for pipes, cables, etc including excavation for sockets, and dressing of sides, ramming of bottoms, depth exceeding 1.5m but not exceeding 3 m, including getting out the excavated soil, and then returning the soil as required, in layers not exceeding 20 cm in depth, including consolidating each deposited layer by ramming, watering, etc. and disposing of surplus excavated soil as directed, within a lead of 50 m : 1.50m to 3.0m. Hard Rock(Requiring Blasting). (PRICE Code: 100.1.10) | 983.35 | cum | PRICE Data | Others | Others
Excavating trenches of required width for pipes, cables, etc including excavation for sockets, and dressing of sides, ramming of bottoms, depth exceeding 3m in depth but not exceeding 4.5 m, including getting out the excavated soil, and then returning the soil as required, in layers not exceeding 20 cm in depth, including consolidating each deposited layer by ramming, watering, etc. and disposing of surplus excavated soil as directed, within a lead of 50 m : 3.0m to 4.5m. Hard Rock(Requiring Blasting) (Ref. Item No. 2.15 of DSR) (PRICE Code: 100.1.11) | 1124.05 | cum | PRICE Data | Others | Others
Excavating trenches of required width for pipes, cables, etc including excavation for sockets, and dressing of sides, ramming of bottoms, depth exceeding 4..5m in depth but not exceeding 6.0 m, including getting out the excavated soil, and then returning the soil as required, in layers not exceeding 20 cm in depth, including consolidating each deposited layer by ramming, watering, etc. and disposing of surplus excavated soil as directed, within a lead of 50 m : 4.5m to 6.0m. Hard Rock(Requiring Blasting) (Ref. Item No. 2.15 of DSR) (PRICE Code: 100.1.12) | 1264.75 | cum | PRICE Data | Others | Others
"Excavating trenches of required width for pipes, cables, etc including excavation for sockets, and dressing of sides, ramming of bottoms, depth up to 1.5 m, including getting out the excavated soil, and then returning the soil as required, in layers not exceeding 20 cm in depth, including consolidating each deposited layer by ramming, watering, etc. and disposing of surplus excavated soil as directed, within a lead of 50 m : Hard Rock(Blasting Prohibited) (Ref. Item No. 2.13.3 0f DSR) (PRICE Code: 100.1.13) | 1147.8 | cum | PRICE Data | Others | Others
Excavating trenches of required width for pipes, cables, etc including excavation for sockets, and dressing of sides, ramming of bottoms, depth exceeding 1.5m but not exceeding 3 m, including getting out the excavated soil, and then returning the soil as required, in layers not exceeding 20 cm in depth, including consolidating each deposited layer by ramming, watering, etc. and disposing of surplus excavated soil as directed, within a lead of 50 m : 1.5m to 3.0m. Hard Rock(Blasting Prohibited) (Ref. Item No. 2.14 0f DSR) (PRICE Code: 100.1.14) | 1288.5 | cum | PRICE Data | Others | Others
Excavating trenches of required width for pipes, cables, etc including excavation for sockets, and dressing of sides, ramming of bottoms, depth exceeding 3m in depth but not exceeding 4.5 m, including getting out the excavated soil, and then returning the soil as required, in layers not exceeding 20 cm in depth, including consolidating each deposited layer by ramming, watering, etc. and disposing of surplus excavated soil as directed, within a lead of 50 m : 3.0m to 4.5m. Hard Rock(Blasting Prohibited) (Ref. Item No. 2.15 0f DSR) (PRICE Code: 100.1.15) | 1429.2 | cum | PRICE Data | Others | Others
Excavating trenches of required width for pipes, cables, etc including excavation for sockets, and dressing of sides, ramming of bottoms, depth exceeding 4.5m in depth but not exceeding 6.0 m, including getting out the excavated soil, and then returning the soil as required, in layers not exceeding 20 cm in depth, including consolidating each deposited layer by ramming, watering, etc. and disposing of surplus excavated soil as directed, within a lead of 50 m : 4.5m to 6.0m. Hard Rock(Blasting Prohibited) (Ref. Item No. 2.15 0f DSR) (PRICE Code: 100.1.16) | 1569.9 | cum | PRICE Data | Others | Others
Excavation work by mechanical means (Hydraulic excavator) / manual means in foundation trenches or drains (not exceeding 1.5 m in width or 10 m2 on plan), including dressing of sides and ramming of bottoms, lift up to 1.5 m, including getting out the excavated soil and disposal of surplus excavated soils as directed, within a lead of 50 m. Medium Rock (Requiring Blasting) New Data derived from Item No.2.9.2 of DAR. (PRICE Code: 100.2.1) | 529.3 | cum | PRICE Data | Others | Others
Excavation work by mechanical means (Hydraulic excavator) / manual means in foundation trenches or drains (not exceeding 1.5 m in width or 10 m2 on plan), including dressing of sides and ramming of bottoms, lift up to 1.5 m, including getting out the excavated soil and disposal of surplus excavated soils as directed, within a lead of 50 m. Medium Rock (blasting prohibited) New Data derived from Item No.2.9.3 (PRICE Code: 100.2.2) | 781.7 | cum | PRICE Data | Others | Others
"Excavating trenches of required width for pipes, cables, etc including excavation for sockets, and dressing of sides, ramming of bottoms, depth up to 1.5 m, including getting out the excavated soil, and then returning the soil as required, in layers not exceeding 20 cm in depth, including consolidating each deposited layer by ramming, watering, etc. and disposing of surplus excavated soil as directed, within a lead of 50 m : Medium Rock (Requiring Blasting) New Data derived from DAR (PRICE Code: 100.2.3) | 737.05 | cum | PRICE Data | Others | Others
Excavating trenches of required width for pipes, cables, etc including excavation for sockets, and dressing of sides, ramming of bottoms, depth up to 1.5 m but not exceeding 3 m, including getting out the excavated soil, and then returning the soil as required, in layers not exceeding 20 cm in depth, including consolidatingeach deposited layer by ramming, watering, etc. and disposing of surplus excavated soil as directed, within a lead of 50 m : (Rate is over corresponding basic item for depth up to 1.5 metre) 1.5m to 3.0m. Medium Rock(Requiring Blasting) New Data derived from DAR (PRICE Code: 100.2.4) | 877.75 | cum | PRICE Data | Others | Others
Excavating trenches of required width for pipes, cables, etc including excavation for sockets, and dressing of sides, ramming of bottoms, depth up to 3.0 m in depth but not exceeding 4.5 m, including getting out the excavated soil, and then returning the soil as required, in layers not exceeding 20 cm in depth, including consolidating each deposited layer by ramming, watering, etc. and disposing of surplus excavated soil as directed, within a lead of 50 m : (Rate is over corresponding basic item for depth up to 1.5 metre)3.0m to 4.5m. Medium Rock(Requiring Blasting) New Data derived from DAR (PRICE Code: 100.2.5) | 1018.45 | cum | PRICE Data | Others | Others
Excavating trenches of required width for pipes, cables, etc including excavation for sockets, and dressing of sides, ramming of bottoms, depth up to 4.5 m in depth but not exceeding 6.0 m, including getting out the excavated soil, and then returning the soil as required, in layers not exceeding 20 cm in depth, including consolidating each deposited layer by ramming, watering, etc. and disposing of surplus excavated soil as directed, within a lead of 50 m : (Rate is over corresponding basic item for depth up to 1.5 metre)4.5m to 6.0m. Medium Rock(Requiring Blasting) New Data derived from DAR (PRICE Code: 100.2.6) | 1159.15 | cum | PRICE Data | Others | Others
"Excavating trenches of required width for pipes, cables, etc including excavation for sockets, and dressing of sides, ramming of bottoms, depth up to 1.5 m, including getting out the excavated soil, and then returning the soil as required, in layers not exceeding 20 cm in depth, including consolidating each deposited layer by ramming, watering, etc. and disposing of surplus excavated soil as directed, within a lead of 50 m : Medium Rock (blasting prohibited) New Data derived from DAR (PRICE Code: 100.2.7) | 989.45 | cum | PRICE Data | Others | Others
Excavating trenches of required width for pipes, cables, etc including excavation for sockets, and dressing of sides, ramming of bottoms, depth up to 1.5 m but not exceeding 3 m, including getting out the excavated soil, and then returning the soil as required, in layers not exceeding 20 cm in depth, including consolidating each deposited layer by ramming, watering, etc. and disposing of surplus excavated soil as directed, within a lead of 50 m : (Rate is over corresponding basic item for depth up to 1.5 metre) 1.5m to 3.0m Medium Rock (blasting prohibited) New Data derived from DAR (PRICE Code: 100.2.8) | 1130.15 | cum | PRICE Data | Others | Others
Excavating trenches of required width for pipes, cables, etc including excavation for sockets, and dressing of sides, ramming of bottoms, depth up to 3 m in depth but not exceeding 4.5 m, including getting out the excavated soil, and then returning the soil as required, in layers not exceeding 20 cm in depth, including consolidating each deposited layer by ramming, watering, etc. and disposing of surplus excavated soil as directed, within a lead of 50 m : (Rate is over corresponding basic item for depth up to 1.5 metre) 3.0m to 4.5m. Medium Rock (blasting prohibited) New Data derived from DAR (PRICE Code: 100.2.9) | 1270.85 | cum | PRICE Data | Others | Others
Excavating trenches of required width for pipes, cables, etc including excavation for sockets, and dressing of sides, ramming of bottoms, depth up to 4.5 m in depth but not exceeding 6.0 m, including getting out the excavated soil, and then returning the soil as required, in layers not exceeding 20 cm in depth, including consolidating each deposited layer by ramming, watering, etc. and disposing of surplus excavated soil as directed, within a lead of 50 m : (Rate is over corresponding basic item for depth up to 1.5 metre) 4.5m to 6.0m. Medium Rock (blasting prohibited) New Data derived from DAR (PRICE Code: 100.2.10) | 1411.55 | cum | PRICE Data | Others | Others
Earthwork open well excavation (above water) for wells of dia. upto 2.50 m in all kinds of soil and conveying and depositing the spoil within initial lead of 50m and lift up to 1.5 m including neat banking. NEW DATA (Prepared based on PHED SDB - Item No.1071 & 1074 (PRICE Code: 100.3.1.1) | 392.75 | cum | PRICE Data | Others | Others
Earthwork open well excavation (above water) for wells of dia. upto 2.50 m in all kinds of soil and conveying and depositing the spoil within initial lead of 50m and lift from 1.5m to 3.0m including neat banking. NEW DATA (Prepared based on PHED SDB - Item No.1073 & 1076 (PRICE Code: 100.3.1.2) | 432.05 | cum | PRICE Data | Others | Others
Earthwork open well excavation (above water) for wells of dia. upto 2.50 m in all kinds of soil and conveying and depositing the spoil within initial lead of 50m and lift from 3.0m to 4.5m including neat banking. NEW DATA (Prepared based on PHED SDB - Item No.1073 & 1076 (PRICE Code: 100.3.1.3) | 471.3 | cum | PRICE Data | Others | Others
Earth work open well excavation (above water for wells of dia. upto 2.50 m in all kinds of soil and conveying and depositing the spoil within intial lead of 50m and lift from 4.5 m to 6.0m including neat banking. NEW DATA( Prepared based on PHED SDB- Item No. 1073&1076 (PRICE Code: 100.3.1.4) | 510.6 | cum | PRICE Data | Others | Others
Earthwork open well excavation (above water) for wells of dia. upto 2.50 m in all kinds of soil and conveying and depositing the spoil within initial lead of 50m and lift from 6.0m to 7.5m including neat banking. NEW DATA (Prepared based on PHED SDB - Item No.1073 & 1076 (PRICE Code: 100.3.1.5) | 549.85 | cum | PRICE Data | Others | Others
Earthwork open well excavation (above water) for wells of dia. upto 2.50 m in all kinds of soil and conveying and depositing the spoil within initial lead of 50m and lift from 7.5m to 9.0m including neat banking. NEW DATA (Prepared based on PHED SDB - Item No.1073 & 1076 (PRICE Code: 100.3.1.6) | 589.15 | cum | PRICE Data | Others | Others
Earthwork open well excavation (above water) for wells of dia. upto 2.50 m in all kinds of soil and conveying and depositing the spoil within initial lead of 50m and lift from 9.0m to 10.5m including neat banking. NEW DATA (Prepared based on PHED SDB - Item No.1073 & 1076 (PRICE Code: 100.3.1.7) | 628.4 | cum | PRICE Data | Others | Others
Earthwork open well excavation (above water) for wells of dia. upto 2.50 m in all kinds of soil and conveying and depositing the spoil within initial lead of 50m and lift from 10.5m to 12.0m including neat banking. NEW DATA (Prepared based on PHED SDB - Item No.1073 & 1076 (PRICE Code: 100.3.1.8) | 667.7 | cum | PRICE Data | Others | Others
Earthwork open well excavation (above water) for wells of dia. upto 2.50 m in all kinds of soil and conveying and depositing the spoil within initial lead of 50m and lift from 12.00m to 13.50m including neat banking. NEW DATA (Prepared based on PHED SDB - Item No.1073 & 1076 (PRICE Code: 100.3.1.9) | 706.95 | cum | PRICE Data | Others | Others
Earthwork open well excavation (above water) for wells of dia. upto 2.50 m in all kinds of soil and conveying and depositing the spoil within initial lead of 50m and lift from 13.50m to 15.00m including neat banking. NEW DATA (Prepared based on PHED SDB - Item No.1073 & 1076 (PRICE Code: 100.3.1.10) | 746.25 | cum | PRICE Data | Others | Others
Earthwork open well excavation (in or under water) for wells of dia. upto 2.50 m in all kinds of soil and conveying and depositing the spoil within initial lead of 50m and lift up to 1.5 m including neat banking. NEW DATA (Prepared based on PHED SDB - Item No.1072 & 1075 (PRICE Code: 100.3.1.11) | 471.3 | cum | PRICE Data | Others | Others
Earthwork open well excavation (in or under water) for wells of dia. upto 2.50 m in all kinds of soil and conveying and depositing the spoil within initial lead of 50m and lift from 1.5m to 3.0m including neat banking. NEW DATA (Prepared based on PHED SDB - Item No.1073 & 1076 (PRICE Code: 100.3.1.12) | 518.45 | cum | PRICE Data | Others | Others
Earthwork open well excavation (in or under water) for wells of dia. upto 2.50 m in all kinds of soil and conveying and depositing the spoil within initial lead of 50m and lift from 3.0m to 4.5m including neat banking. NEW DATA (Prepared based on PHED SDB - Item No.1073 & 1076 (PRICE Code: 100.3.1.13) | 565.55 | cum | PRICE Data | Others | Others
Earthwork open well excavation (in or under water) for wells of dia. upto 2.50 m in all kinds of soil and conveying and depositing the spoil within initial lead of 50m and lift from 4.5m to 6.0m including neat banking. NEW DATA (Prepared based on PHED SDB - Item No.1073 & 1076 (PRICE Code: 100.3.1.14) | 612.7 | cum | PRICE Data | Others | Others
Earthwork open well excavation (in or under water) for wells of dia. upto 2.50 m in all kinds of soil and conveying and depositing the spoil within initial lead of 50m and lift from 6.0m to 7.5m including neat banking. NEW DATA (Prepared based on PHED SDB - Item No.1073 & 1076 (PRICE Code: 100.3.1.15) | 659.8 | cum | PRICE Data | Others | Others
Earthwork open well excavation (in or under water) for wells of dia. upto 2.50 m in all kinds of soil and conveying and depositing the spoil within initial lead of 50m and lift from 7.5m to 9.0m including neat banking. NEW DATA (Prepared based on PHED SDB - Item No.1073 & 1076 (PRICE Code: 100.3.1.16) | 706.95 | cum | PRICE Data | Others | Others
Earthwork open well excavation (in or under water) for wells of dia. upto 2.50 m in all kinds of soil and conveying and depositing the spoil within initial lead of 50m and lift from 9.0m to 10.5m including neat banking. NEW DATA (Prepared based on PHED SDB - Item No.1073 & 1076 (PRICE Code: 100.3.1.17) | 754.1 | cum | PRICE Data | Others | Others
Earthwork open well excavation (in or under water) for wells of dia. upto 2.50 m in all kinds of soil and conveying and depositing the spoil within initial lead of 50m and lift from 10.5m to 12.0m including neat banking. NEW DATA (Prepared based on PHED SDB - Item No.1073 & 1076 (PRICE Code: 100.3.1.18) | 801.2 | cum | PRICE Data | Others | Others
Earthwork open well excavation (in or under water) for wells of dia. upto 2.50 m in all kinds of soil and conveying and depositing the spoil within initial lead of 50m and lift from 12.00m to 13.50m including neat banking. NEW DATA (Prepared based on PHED SDB - Item No.1073 & 1076 (PRICE Code: 100.3.1.19) | 848.35 | cum | PRICE Data | Others | Others
Earthwork open well excavation (in or under water) for wells of dia. upto 2.50 m in all kinds of soil and conveying and depositing the spoil within initial lead of 50m and lift from 13.50m to 15.00m including neat banking. NEW DATA (Prepared based on PHED SDB - Item No.1073 & 1076 (PRICE Code: 100.3.1.20) | 895.45 | cum | PRICE Data | Others | Others
Earthwork open well excavation (above water) for wells of dia. upto 2.50 m in ordinary rock and conveying and depositing the spoil within initial lead of 50m and lift up to 1.5 m including neat banking. NEW DATA (Prepared based on PHED SDB - Item No.1077 (PRICE Code: 100.3.2.1) | 996.8 | cum | PRICE Data | Others | Others
Earthwork open well excavation (above water) for wells of dia. upto 2.50 m in ordinary rock and conveying and depositing the spoil within initial lead of 50m and lift from 1.5 to 3.0 m including neat banking. NEW DATA (Prepared based on PHED SDB - Item No.1073 & 1076 (PRICE Code: 100.3.2.2) | 1096.5 | cum | PRICE Data | Others | Others
Earthwork open well excavation (above water) for wells of dia. upto 2.50 m in ordinary rock and conveying and depositing the spoil within initial lead of 50m and lift from 3.0 to 4.5 m including neat banking. NEW DATA (Prepared based on PHED SDB - Item No.1073 & 1076 (PRICE Code: 100.3.2.3) | 1196.15 | cum | PRICE Data | Others | Others
Earthwork open well excavation (above water) for wells of dia. upto 2.50 m in ordinary rock and conveying and depositing the spoil within initial lead of 50m and lift from 4.5 to 6.0 m including neat banking. NEW DATA (Prepared based on PHED SDB - Item No.1073 & 1076 (PRICE Code: 100.3.2.4) | 1295.85 | cum | PRICE Data | Others | Others
Earthwork open well excavation (above water) for wells of dia. upto 2.50 m in ordinary rock and conveying and depositing the spoil within initial lead of 50m and lift from 6.0 to 7.5 m including neat banking. NEW DATA (Prepared based on PHED SDB - Item No.1073 & 1076 (PRICE Code: 100.3.2.5) | 1395.5 | cum | PRICE Data | Others | Others
Earthwork open well excavation (above water) for wells of dia. upto 2.50 m in ordinary rock and conveying and depositing the spoil within initial lead of 50m and lift from 7.5 to 9.0 m including neat banking. NEW DATA (Prepared based on PHED SDB - Item No.1073 & 1076 (PRICE Code: 100.3.2.6) | 1495.2 | cum | PRICE Data | Others | Others
Earthwork open well excavation (above water) for wells of dia. upto 2.50 m in ordinary rock and conveying and depositing the spoil within initial lead of 50m and lift from 9.0 to 10.50 m including neat banking. NEW DATA (Prepared based on PHED SDB - Item No.1073 & 1076 (PRICE Code: 100.3.2.7) | 1594.9 | no | PRICE Data | Others | Others
Earthwork open well excavation (above water) for wells of dia. upto 2.50 m in ordinary rock and conveying and depositing the spoil within initial lead of 50m and lift from 10.50 to 12.00 m including neat banking. NEW DATA (Prepared based on PHED SDB - Item No.1073 & 1076 (PRICE Code: 100.3.2.8) | 1694.55 | cum | PRICE Data | Others | Others
Earthwork open well excavation (above water) for wells of dia. upto 2.50 m in ordinary rock and conveying and depositing the spoil within initial lead of 50m and lift from 12.00 to 13.50 m including neat banking. NEW DATA (Prepared based on PHED SDB - Item No.1073 & 1076 (PRICE Code: 100.3.2.9) | 1794.25 | cum | PRICE Data | Others | Others
Earthwork open well excavation (above water) for wells of dia. upto 2.50 m in ordinary rock and conveying and depositing the spoil within initial lead of 50m and lift from 13.50 to 15.00 m including neat banking. NEW DATA (Prepared based on PHED SDB - Item No.1073 & 1076 (PRICE Code: 100.3.2.10) | 1893.9 | cum | PRICE Data | Others | Others
Earthwork open well excavation (in or under water) for wells of dia. upto 2.50 m in ordinary rock in ordinary rock and conveying and depositing the spoil within initial lead of 50m and lift up to1.50 m including neat banking. NEW DATA (Prepared based on PHED SDB - Item No.1078 (PRICE Code: 100.3.2.11) | 1196.15 | cum | PRICE Data | Others | Others
Earthwork open well excavation (in or under water) for wells of dia. upto 2.50 m in ordinary rock in ordinary rock and conveying and depositing the spoil within initial lead of 50m and lift from1.5m to 3.0 m including neat banking. NEW DATA (Prepared based on PHED SDB - Item No.1078 (PRICE Code: 100.3.2.12) | 1315.75 | cum | PRICE Data | Others | Others
Earthwork open well excavation (in or under water) for wells of dia. upto 2.50 m in ordinary rock in ordinary rock and conveying and depositing the spoil within initial lead of 50m and lift from3.0m to 4.50 m including neat banking. NEW DATA (Prepared based on PHED SDB - Item No.1078 (PRICE Code: 100.3.2.13) | 1435.4 | cum | PRICE Data | Others | Others
Earthwork open well excavation (in or under water) for wells of dia. upto 2.50 m in ordinary rock in ordinary rock and conveying and depositing the spoil within initial lead of 50m and lift from 4.5m to 6.0 m including neat banking. NEW DATA (Prepared based on PHED SDB - Item No.1078 (PRICE Code: 100.3.2.14) | 1555 | cum | PRICE Data | Others | Others
Earthwork open well excavation (in or under water) for wells of dia. upto 2.50 m in ordinary rock in ordinary rock and conveying and depositing the spoil within initial lead of 50m and lift from 6.0m to 7.50 m including neat banking. NEW DATA (Prepared based on PHED SDB - Item No.1078 (PRICE Code: 100.3.2.15) | 1674.6 | cum | PRICE Data | Others | Others
Earthwork open well excavation (in or under water) for wells of dia. upto 2.50 m in ordinary rock in ordinary rock and conveying and depositing the spoil within initial lead of 50m and lift from 7.50m to 9.00 m including neat banking. NEW DATA (Prepared based on PHED SDB - Item No.1078 (PRICE Code: 100.3.2.16) | 1794.25 | cum | PRICE Data | Others | Others
Earthwork open well excavation (in or under water) for wells of dia. upto 2.50 m in ordinary rock in ordinary rock and conveying and depositing the spoil within initial lead of 50m and lift from 9.00m to 10.50 m including neat banking. NEW DATA (Prepared based on PHED SDB - Item No.1078 (PRICE Code: 100.3.2.17) | 1913.85 | cum | PRICE Data | Others | Others
Earthwork open well excavation (in or under water) for wells of dia. above 2.5m and upto 3.50 m in all kinds of soil and conveying and depositing the spoil within initial lead of 50m and lift from 10.5m to 12.0 m including neat banking. NEW DATA (Prepared based on PHED SDB - Item No.1081 & 1084 (PRICE Code: 100.3.2.18) | 2033.45 | cum | PRICE Data | Others | Others
Earthwork open well excavation (in or under water) for wells of dia. above 2.5m and upto 3.50 m in all kinds of soil and conveying and depositing the spoil within initial lead of 50m and lift from 12.00m to 13.50 m including neat banking. (PRICE Code: 100.3.2.19) | 2153.05 | cum | PRICE Data | Others | Others
Earthwork open well excavation (in or under water) for wells of dia. above 2.5m and upto 3.50 m in all kinds of soil and conveying and depositing the spoil within initial lead of 50m and lift from 13.50m to 15.00 m including neat banking. NEW DATA (Prepared based on PHED SDB - Item No.1081 & 1084 (PRICE Code: 100.3.2.20) | 2272.7 | cum | PRICE Data | Others | Others
Earthwork open well excavation (above water) for wells of dia. above 2.5m and upto 3.50 m in all kinds of soil and conveying and depositing the spoil within initial lead of 50m and lift up to 1.5 m including neat banking. NEW DATA (Prepared based on PHED SDB - Item No.1080 & 1083 (PRICE Code: 100.3.3.1) | 376.55 | cum | PRICE Data | Others | Others
Earthwork open well excavation (above water) for wells of dia. above 2.5m and upto 3.50 m in all kinds of soil and conveying and depositing the spoil within initial lead of 50m and lift from 1.5m to 3.0 m including neat banking. NEW DATA (Prepared based on PHED SDB - Item No.1082 & 1085 (PRICE Code: 100.3.3.2) | 414.2 | cum | PRICE Data | Others | Others
Earthwork open well excavation (above water) for wells of dia. above 2.5m and upto 3.50 m in all kinds of soil and conveying and depositing the spoil within initial lead of 50m and lift from 3.0m to 4.5m including neat banking. NEW DATA (Prepared based on PHED SDB - Item No.1082 & 1085 (PRICE Code: 100.3.3.3) | 451.85 | cum | PRICE Data | Others | Others
Earthwork open well excavation (above water) for wells of dia. above 2.5m and upto 3.50 m in all kinds of soil and conveying and depositing the spoil within initial lead of 50m and lift from 4.5m to 6.0m including neat banking. NEW DATA (Prepared based on PHED SDB - Item No.1082 & 1085 (PRICE Code: 100.3.3.4) | 489.5 | cum | PRICE Data | Others | Others
Earthwork open well excavation (above water) for wells of dia. above 2.5m and upto 3.50 m in all kinds of soil and conveying and depositing the spoil within initial lead of 50m and lift from 4.5m to 6.0m including neat banking. NEW DATA (Prepared based on PHED SDB - Item No.1082 & 1085 (PRICE Code: 100.3.3.5) | 527.15 | cum | PRICE Data | Others | Others
Earthwork open well excavation (above water) for wells of dia. above 2.5m and upto 3.50 m in all kinds of soil and conveying and depositing the spoil within initial lead of 50m and lift from 7.5m to 9.0m including neat banking. NEW DATA (Prepared based on PHED SDB - Item No.1082 & 1085 (PRICE Code: 100.3.3.6) | 564.85 | cum | PRICE Data | Others | Others
Earthwork open well excavation (above water) for wells of dia. above 2.5m and upto 3.50 m in all kinds of soil and conveying and depositing the spoil within initial lead of 50m and lift from 9.0m to 10.5m including neat banking. NEW DATA (Prepared based on PHED SDB - Item No.1082 & 1085 (PRICE Code: 100.3.3.7) | 602.5 | cum | PRICE Data | Others | Others
Earthwork open well excavation (above water) for wells of dia. above 2.5m and upto 3.50 m in all kinds of soil and conveying and depositing the spoil within initial lead of 50m and lift from 10.50m to 12.00m including neat banking. NEW DATA (Prepared based on PHED SDB - Item No.1082 & 1085 (PRICE Code: 100.3.3.8) | 640.15 | cum | PRICE Data | Others | Others
Earthwork open well excavation (above water) for wells of dia. above 2.5m and upto 3.50 m in all kinds of soil and conveying and depositing the spoil within initial lead of 50m and lift from 12.00m to 13.50m including neat banking. NEW DATA (Prepared based on PHED SDB - Item No.1082 & 1085 (PRICE Code: 100.3.3.9) | 677.8 | cum | PRICE Data | Others | Others
Earthwork open well excavation (above water) for wells of dia. above 2.5m and upto 3.50 m in all kinds of soil and conveying and depositing the spoil within initial lead of 50m and lift from 13.50m to 15.00m including neat banking. NEW DATA (Prepared based on PHED SDB - Item No.1082 & 1085 (PRICE Code: 100.3.3.10) | 715.46 | cum | PRICE Data | Others | Others
Earthwork open well excavation (in or under water) for wells of dia. above 2.5m and upto 3.50 m in all kinds of soil and conveying and depositing the spoil within initial lead of 50m and lift up to 1.5 m including neat banking. NEW DATA (Prepared based on PHED SDB - Item No.1081 & 1084 (PRICE Code: 100.3.3.11) | 451.85 | cum | PRICE Data | Others | Others
Earthwork open well excavation (in or under water) for wells of dia. above 2.5m and upto 3.50 m in all kinds of soil and conveying and depositing the spoil within initial lead of 50m and lift from 1.5m to 3.0 m including neat banking. NEW DATA (Prepared based on PHED SDB - Item No.1081 & 1084 (PRICE Code: 100.3.3.12) | 497.05 | cum | PRICE Data | Others | Others
Earthwork open well excavation (in or under water) for wells of dia. above 2.5m and upto 3.50 m in all kinds of soil and conveying and depositing the spoil within initial lead of 50m and lift from 3.0m to 4.5 m including neat banking. NEW DATA (Prepared based on PHED SDB - Item No.1081 & 1084 (PRICE Code: 100.3.3.13) | 542.2 | cum | PRICE Data | Others | Others
Earthwork open well excavation (in or under water) for wells of dia. above 2.5m and upto 3.50 m in all kinds of soil and conveying and depositing the spoil within initial lead of 50m and lift from 4.5m to 6.0 m including neat banking. NEW DATA (Prepared based on PHED SDB - Item No.1081 & 1084 (PRICE Code: 100.3.3.14) | 587.4 | cum | PRICE Data | Others | Others
Earthwork open well excavation (in or under water) for wells of dia. above 2.5m and upto 3.50 m in all kinds of soil and conveying and depositing the spoil within initial lead of 50m and lift from 6.0m to 7.5 m including neat banking. NEW DATA (Prepared based on PHED SDB - Item No.1081 & 1084 (PRICE Code: 100.3.3.15) | 632.6 | cum | PRICE Data | Others | Others
Earthwork open well excavation (in or under water) for wells of dia. above 2.5m and upto 3.50 m in all kinds of soil and conveying and depositing the spoil within initial lead of 50m and lift from 7.5m to 9.0 m including neat banking. NEW DATA (Prepared based on PHED SDB - Item No.1081 & 1084 (PRICE Code: 100.3.3.16) | 677.8 | cum | PRICE Data | Others | Others
Earthwork open well excavation (in or under water) for wells of dia. above 2.5m and upto 3.50 m in all kinds of soil and conveying and depositing the spoil within initial lead of 50m and lift from 9.0m to 10.5 m including neat banking. NEW DATA (Prepared based on PHED SDB - Item No.1081 & 1084 (PRICE Code: 100.3.3.17) | 722.95 | cum | PRICE Data | Others | Others
Earthwork open well excavation (in or under water) for wells of dia. above 2.5m and upto 3.50 m in all kinds of soil and conveying and depositing the spoil within initial lead of 50m and lift from 10.5m to 12.0 m including neat banking. NEW DATA (Prepared based on PHED SDB - Item No.1081 & 1084 (PRICE Code: 100.3.3.18) | 768.15 | cum | PRICE Data | Others | Others
Earthwork open well excavation (in or under water) for wells of dia. above 2.5m and upto 3.50 m in all kinds of soil and conveying and depositing the spoil within initial lead of 50m and lift from 12.00m to 13.50 m including neat banking. NEW DATA (Prepared based on PHED SDB - Item No.1081 & 1084 (PRICE Code: 100.3.3.19) | 813.35 | cum | PRICE Data | Others | Others
Earthwork open well excavation (in or under water) for wells of dia. above 2.5m and upto 3.50 m in all kinds of soil and conveying and depositing the spoil within initial lead of 50m and lift from 13.50m to 15.00 m including neat banking. NEW DATA (Prepared based on PHED SDB - Item No.1081 & 1084 (PRICE Code: 100.3.3.20) | 858.5 | cum | PRICE Data | Others | Others
Earthwork open well excavation (above water) for wells of dia. above 2.5m and upto 3.50 m in ordinary rock and conveying and depositing the spoil within initial lead of 50m and lift up to 1.5 m including neat banking. NEW DATA (Prepared based on PHED SDB - Item No.1086 (PRICE Code: 100.3.4.1) | 976.05 | cum | PRICE Data | Others | Others
Earthwork open well excavation (above water) for wells of dia. above 2.5m and upto 3.50 m in ordinary rock and conveying and depositing the spoil within initial lead of 50m and lift from 1.5m to 3.0 m including neat banking. NEW DATA (Prepared based on PHED SDB - Item No.1088 (PRICE Code: 100.3.4.2) | 1073.65 | cum | PRICE Data | Others | Others
Earthwork open well excavation (above water) for wells of dia. above 2.5m and upto 3.50 m in ordinary rock and conveying and depositing the spoil within initial lead of 50m and lift from 3.0m to 4.5 m including neat banking. NEW DATA (Prepared based on PHED SDB - Item No.1088 (PRICE Code: 100.3.4.3) | 1171.25 | cum | PRICE Data | Others | Others
Earthwork open well excavation (above water) for wells of dia. above 2.5m and upto 3.50 m in ordinary rock and conveying and depositing the spoil within initial lead of 50m and lift from 4.5m to 6.0 m including neat banking. NEW DATA (Prepared based on PHED SDB - Item No.1088 (PRICE Code: 100.3.4.4) | 1268.85 | cum | PRICE Data | Others | Others
Earthwork open well excavation (above water) for wells of dia. above 2.5m and upto 3.50 m in ordinary rock and conveying and depositing the spoil within initial lead of 50m and lift from 6.0m to 7.5 m including neat banking. NEW DATA (Prepared based on PHED SDB - Item No.1088 (PRICE Code: 100.3.4.5) | 1366.45 | cum | PRICE Data | Others | Others
Earthwork open well excavation (above water) for wells of dia. above 2.5m and upto 3.50 m in ordinary rock and conveying and depositing the spoil within initial lead of 50m and lift from 7.5m to 9.0 m including neat banking. NEW DATA (Prepared based on PHED SDB - Item No.1088 (PRICE Code: 100.3.4.6) | 1464.06 | cum | PRICE Data | Others | Others
Earthwork open well excavation (above water) for wells of dia. above 2.5m and upto 3.50 m in ordinary rock and conveying and depositing the spoil within initial lead of 50m and lift from 9.0m to 10.5 m including neat banking. NEW DATA (Prepared based on PHED SDB - Item No.1088 (PRICE Code: 100.3.4.7) | 1561.7 | cum | PRICE Data | Others | Others
Earthwork open well excavation (above water) for wells of dia. above 2.5m and upto 3.50 m in ordinary rock and conveying and depositing the spoil within initial lead of 50m and lift from 10.5m to 12.0 m including neat banking. NEW DATA (Prepared based on PHED SDB - Item No.1088 (PRICE Code: 100.3.4.8) | 1659.31 | cum | PRICE Data | Others | Others
Earthwork open well excavation (above water) for wells of dia. above 2.5m and upto 3.50 m in ordinary rock and conveying and depositing the spoil within initial lead of 50m and lift from 12.00m to 13.50 m including neat banking. NEW DATA (Prepared based on PHED SDB - Item No.1088 (PRICE Code: 100.3.4.9) | 1756.9 | cum | PRICE Data | Others | Others
Earthwork open well excavation (above water) for wells of dia. above 2.5m and upto 3.50 m in ordinary rock and conveying and depositing the spoil within initial lead of 50m and lift from 13.50m to 15.00 m including neat banking. NEW DATA (Prepared based on PHED SDB - Item No.1088 (PRICE Code: 100.3.4.10) | 1854.5 | cum | PRICE Data | Others | Others
Earthwork open well excavation (in or under water) for wells of dia. above 2.5m and upto 3.50 m in ordinary rock in ordinary rock and conveying and depositing the spoil within initial lead of 50m and lift up to 1.5 m including neat banking. NEW DATA (Prepared based on PHED SDB - Item No.1087 (PRICE Code: 100.3.4.11) | 1171.25 | cum | PRICE Data | Others | Others
Earthwork open well excavation (in or under water) for wells of dia. above 2.5m and upto 3.50 m in ordinary rock in ordinary rock and conveying and depositing the spoil within initial lead of 50m and lift from 1.5m to 3.0 m including neat banking. NEW DATA (Prepared based on PHED SDB - Item No.1087 (PRICE Code: 100.3.4.12) | 1288.4 | cum | PRICE Data | Others | Others
Earthwork open well excavation (in or under water) for wells of dia. above 2.5m and upto 3.50 m in ordinary rock in ordinary rock and conveying and depositing the spoil within initial lead of 50m and lift from 3.0m to 4.5 m including neat banking. NEW DATA (Prepared based on PHED SDB - Item No.1087 (PRICE Code: 100.3.4.13) | 1405.5 | cum | PRICE Data | Others | Others
Earthwork open well excavation (in or under water) for wells of dia. above 2.5m and upto 3.50 m in ordinary rock in ordinary rock and conveying and depositing the spoil within initial lead of 50m and lift from 4.5m to 6.0 m including neat banking. NEW DATA (Prepared based on PHED SDB - Item No.1087 (PRICE Code: 100.3.4.14) | 1522.65 | cum | PRICE Data | Others | Others
Earthwork open well excavation (in or under water) for wells of dia. above 2.5m and upto 3.50 m in ordinary rock in ordinary rock and conveying and depositing the spoil within initial lead of 50m and lift from 6.0m to 7.5 m including neat banking. NEW DATA (Prepared based on PHED SDB - Item No.1087 (PRICE Code: 100.3.4.15) | 1639.75 | cum | PRICE Data | Others | Others
Earthwork open well excavation (in or under water) for wells of dia. above 2.5m and upto 3.50 m in ordinary rock in ordinary rock and conveying and depositing the spoil within initial lead of 50m and lift from 7.5m to 9.0 m including neat banking. NEW DATA (Prepared based on PHED SDB - Item No.1087 (PRICE Code: 100.3.4.16) | 1756.9 | cum | PRICE Data | Others | Others
Earthwork open well excavation (in or under water) for wells of dia. above 2.5m and upto 3.50 m in ordinary rock in ordinary rock and conveying and depositing the spoil within initial lead of 50m and lift from 9.0m to 10.5 m including neat banking. NEW DATA (Prepared based on PHED SDB - Item No.1087 (PRICE Code: 100.3.4.17) | 1874 | cum | PRICE Data | Others | Others
Earthwork open well excavation (in or under water) for wells of dia. above 2.5m and upto 3.50 m in ordinary rock in ordinary rock and conveying and depositing the spoil within initial lead of 50m and lift from 10.5m to 12.0 m including neat banking. NEW DATA (Prepared based on PHED SDB - Item No.1087 (PRICE Code: 100.3.4.18) | 1991.15 | cum | PRICE Data | Others | Others
Earthwork open well excavation (in or under water) for wells of dia. above 2.5m and upto 3.50 m in ordinary rock in ordinary rock and conveying and depositing the spoil within initial lead of 50m and lift from 12.00m to 13.50 m including neat banking. NEW DATA (Prepared based on PHED SDB - Item No.1087 (PRICE Code: 100.3.4.19) | 2108.25 | cum | PRICE Data | Others | Others
Earthwork open well excavation (in or under water) for wells of dia. above 2.5m and upto 3.50 m in ordinary rock in ordinary rock and conveying and depositing the spoil within initial lead of 50m and lift from 13.50m to 15.00 m including neat banking. NEW DATA (Prepared based on PHED SDB - Item No.1087 (PRICE Code: 100.3.4.20) | 2225.4 | cum | PRICE Data | Others | Others
Earthwork open well excavation (above water) for wells of dia. above 3.5m and upto 6.0 m in all kinds of soil and conveying and depositing the spoil within initial lead of 50m and lift up to 1.5 m including neat banking. NEW DATA (Prepared based on PHED SDB - Item No.1089 & 1092 (PRICE Code: 100.3.5.1) | 346.75 | cum | PRICE Data | Others | Others
Earthwork open well excavation (above water) for wells of dia. above 3.5m and upto 6.0 m in all kinds of soil and conveying and depositing the spoil within initial lead of 50m and lift from 1.5m to 3.0 m including neat banking. NEW DATA (Prepared based on PHED SDB - Item No.1089 & 1092 (PRICE Code: 100.3.5.2) | 381.45 | cum | PRICE Data | Others | Others
Earthwork open well excavation (above water) for wells of dia. above 3.5m and upto 6.0 m in all kinds of soil and conveying and depositing the spoil within initial lead of 50m and lift from 3.0m to 4.5 m including neat banking. NEW DATA (Prepared based on PHED SDB - Item No.1089 & 1092 (PRICE Code: 100.3.5.3) | 416.1 | cum | PRICE Data | Others | Others
Earthwork open well excavation (above water) for wells of dia. above 3.5m and upto 6.0 m in all kinds of soil and conveying and depositing the spoil within initial lead of 50m and lift from 4.5m to 6.0 m including neat banking. NEW DATA (Prepared based on PHED SDB - Item No.1089 & 1092 (PRICE Code: 100.3.5.4) | 450.8 | cum | PRICE Data | Others | Others
Earthwork open well excavation (above water) for wells of dia. above 3.5m and upto 6.0 m in all kinds of soil and conveying and depositing the spoil within initial lead of 50m and lift from 6.0m to 7.50 m including neat banking. NEW DATA (Prepared based on PHED SDB - Item No.1089 & 1092 (PRICE Code: 100.3.5.5) | 485.45 | cum | PRICE Data | Others | Others
Earthwork open well excavation (above water) for wells of dia. above 3.5m and upto 6.0 m in all kinds of soil and conveying and depositing the spoil within initial lead of 50m and lift from 7.50m to 9.0 m including neat banking. NEW DATA (Prepared based on PHED SDB - Item No.1089 & 1092 (PRICE Code: 100.3.5.6) | 520.15 | cum | PRICE Data | Others | Others
Earthwork open well excavation (above water) for wells of dia. above 3.5m and upto 6.0 m in all kinds of soil and conveying and depositing the spoil within initial lead of 50m and lift from 9.0m to 10.50 m including neat banking. NEW DATA (Prepared based on PHED SDB - Item No.1089 & 1092 (PRICE Code: 100.3.5.7) | 554.8 | cum | PRICE Data | Others | Others
Earthwork open well excavation (above water) for wells of dia. above 3.5m and upto 6.0 m in all kinds of soil and conveying and depositing the spoil within initial lead of 50m and lift from 10.50m to 12.0 m including neat banking. NEW DATA (Prepared based on PHED SDB - Item No.1089 & 1092 (PRICE Code: 100.3.5.8) | 589.5 | cum | PRICE Data | Others | Others
Earthwork open well excavation (above water) for wells of dia. above 3.5m and upto 6.0 m in all kinds of soil and conveying and depositing the spoil within initial lead of 50m and lift from 12.00m to 13.50 m including neat banking. Earthwork open well excavation (above water) for wells of dia. above 3.5m and upto 6.0 m in all kinds of soil and conveying and depositing the spoil within initial lead of 50m and lift from 12.00m to 13.50 m including neat banking. NEW DATA (Prepared based on PHED SDB - Item No.1089 & 1092 NEW DATA (Prepared based on PHED SDB - Item No.1089 & 1092 (PRICE Code: 100.3.5.9) | 624.15 | cum | PRICE Data | Others | Others
Earthwork open well excavation (above water) for wells of dia. above 3.5m and upto 6.0 m in all kinds of soil and conveying and depositing the spoil within initial lead of 50m and lift from 13.50m to 15.00 m including neat banking. NEW DATA (Prepared based on PHED SDB - Item No.1089 & 1092 (PRICE Code: 100.3.5.10) | 658.85 | cum | PRICE Data | Others | Others
Earthwork open well excavation (in or under water) for wells of dia. above 3.5m and upto 6.0 m in all kinds of soil and conveying and depositing the spoil within initial lead of 50m and lift up to 1.5 m including neat banking. NEW DATA (Prepared based on PHED SDB - Item No.1090 & 1093 (PRICE Code: 100.3.5.11) | 416.1 | cum | PRICE Data | Others | Others
Earthwork open well excavation (in or under water) for wells of dia. above 3.5m and upto 6.0 m in all kinds of soil and conveying and depositing the spoil within initial lead of 50m and lift from 1.5m to 3.0 m including neat banking. NEW DATA (Prepared based on PHED SDB - Item No.1090 & 1093 (PRICE Code: 100.3.5.12) | 457.7 | cum | PRICE Data | Others | Others
Earthwork open well excavation (in or under water) for wells of dia. above 3.5m and upto 6.0 m in all kinds of soil and conveying and depositing the spoil within initial lead of 50m and lift from 3.0m to 4.5 m including neat banking. NEW DATA (Prepared based on PHED SDB - Item No.1090 & 1093 (PRICE Code: 100.3.5.13) | 499.3 | cum | PRICE Data | Others | Others
Earthwork open well excavation (in or under water) for wells of dia. above 3.5m and upto 6.0 m in all kinds of soil and conveying and depositing the spoil within initial lead of 50m and lift from 4.5m to 6.0 m including neat banking. NEW DATA (Prepared based on PHED SDB - Item No.1090 & 1093 (PRICE Code: 100.3.5.14) | 540.95 | cum | PRICE Data | Others | Others
Earthwork open well excavation (in or under water) for wells of dia. above 3.5m and upto 6.0 m in all kinds of soil and conveying and depositing the spoil within initial lead of 50m and lift from 6.0m to 7.50 m including neat banking. NEW DATA (Prepared based on PHED SDB - Item No.1090 & 1093 (PRICE Code: 100.3.5.15) | 582.55 | cum | PRICE Data | Others | Others
Earthwork open well excavation (in or under water) for wells of dia. above 3.5m and upto 6.0 m in all kinds of soil and conveying and depositing the spoil within initial lead of 50m and lift from 7.50m to 9.0 m including neat banking. NEW DATA (Prepared based on PHED SDB - Item No.1090 & 1093 (PRICE Code: 100.3.5.16) | 624.15 | cum | PRICE Data | Others | Others
Earthwork open well excavation (in or under water) for wells of dia. above 3.5m and upto 6.0 m in all kinds of soil and conveying and depositing the spoil within initial lead of 50m and lift from 9.0m to 10.50 m including neat banking. NEW DATA (Prepared based on PHED SDB - Item No.1090 & 1093 (PRICE Code: 100.3.5.17) | 665.75 | cum | PRICE Data | Others | Others
Earthwork open well excavation (in or under water) for wells of dia. above 3.5m and upto 6.0 m in all kinds of soil and conveying and depositing the spoil within initial lead of 50m and lift from 10.50m to 12.0 m including neat banking. NEW DATA (Prepared based on PHED SDB - Item No.1090 & 1093 (PRICE Code: 100.3.5.18) | 707.35 | cum | PRICE Data | Others | Others
Earthwork open well excavation (in or under water) for wells of dia. above 3.5m and upto 6.0 m in all kinds of soil and conveying and depositing the spoil within initial lead of 50m and lift from 12.00m to 13.50 m including neat banking. NEW DATA (Prepared based on PHED SDB - Item No.1090 & 1093 (PRICE Code: 100.3.5.19) | 749 | cum | PRICE Data | Others | Others
Earthwork open well excavation (in or under water) for wells of dia. above 3.5m and upto 6.0 m in all kinds of soil and conveying and depositing the spoil within initial lead of 50m and lift from 13.50m to 15.00 m including neat banking. NEW DATA (Prepared based on PHED SDB - Item No.1090 & 1093 (PRICE Code: 100.3.5.20) | 790.6 | cum | PRICE Data | Others | Others
Earthwork open well excavation (in or under water) for wells of dia. above 3.5m and upto 6.0 m in all kinds of soil and conveying and depositing the spoil within initial lead of 50m and lift from 15.0m to 16.50 m including neat banking. NEW DATA (Prepared based on PHED SDB - Item No.1090 & 1093 (PRICE Code: 100.3.5.21) | 832.2 | cum | PRICE Data | Others | Others
Earthwork open well excavation (in or under water) for wells of dia. above 3.5m and upto 6.0 m in all kinds of soil and conveying and depositing the spoil within initial lead of 50m and lift from 16.5m to 18.0 m including neat banking. NEW DATA (Prepared based on PHED SDB - Item No.1090 & 1093 (PRICE Code: 100.3.5.22) | 873.8 | cum | PRICE Data | Others | Others
Earthwork open well excavation (in or under water) for wells of dia. above 3.5m and upto 6.0 m in all kinds of soil and conveying and depositing the spoil within initial lead of 50m and lift from 18.0m to 19.5 m including neat banking. NEW DATA (Prepared based on PHED SDB - Item No.1090 & 1093 (PRICE Code: 100.3.5.23) | 915.4 | cum | PRICE Data | Others | Others
Earthwork open well excavation (in or under water) for wells of dia. above 3.5m and upto 6.0 m in all kinds of soil and conveying and depositing the spoil within initial lead of 50m and lift from 19.5m to 21.0 m including neat banking. NEW DATA (Prepared based on PHED SDB - Item No.1090 & 1093 (PRICE Code: 100.3.5.24) | 957.05 | cum | PRICE Data | Others | Others
Earthwork open well excavation (above water) for wells of dia. above 3.5m and upto 6.0 m in ordinary rock and conveying and depositing the spoil within initial lead of 50m and lift up to 1.5 m including neat banking. NEW DATA (Prepared based on PHED SDB - Item No.1095 (PRICE Code: 100.3.6.1) | 876.9 | cum | PRICE Data | Others | Others
Earthwork open well excavation (above water) for wells of dia. above 3.5m and upto 6.0 m in ordinary rock and conveying and depositing the spoil within initial lead of 50m and lift from 1.50m to 3.0 m including neat banking. NEW DATA (Prepared based on PHED SDB - Item No.1095 (PRICE Code: 100.3.6.2) | 964.6 | cum | PRICE Data | Others | Others
Earthwork open well excavation (above water) for wells of dia. above 3.5m and upto 6.0 m in ordinary rock and conveying and depositing the spoil within initial lead of 50m and lift from 1.50m to 3.0 m including neat banking. NEW DATA (Prepared based on PHED SDB - Item No.1095 (PRICE Code: 100.3.6.3) | 1052.3 | cum | PRICE Data | Others | Others
Earthwork open well excavation (above water) for wells of dia. above 3.5m and upto 6.0 m in ordinary rock and conveying and depositing the spoil within initial lead of 50m and lift from 4.5m to 6.00 m including neat banking. NEW DATA (Prepared based on PHED SDB - Item No.1095 (PRICE Code: 100.3.6.4) | 1139.95 | cum | PRICE Data | Others | Others
Earthwork open well excavation (above water) for wells of dia. above 3.5m and upto 6.0 m in ordinary rock and conveying and depositing the spoil within initial lead of 50m and lift from 6.0m to 7.5 m including neat banking. NEW DATA (Prepared based on PHED SDB - Item No.1095 (PRICE Code: 100.3.6.5) | 1227.65 | cum | PRICE Data | Others | Others
Earthwork open well excavation (above water) for wells of dia. above 3.5m and upto 6.0 m in ordinary rock and conveying and depositing the spoil within initial lead of 50m and lift from 7.5m to 9.0 m including neat banking. NEW DATA (Prepared based on PHED SDB - Item No.1095 (PRICE Code: 100.3.6.6) | 1315.35 | cum | PRICE Data | Others | Others
Earthwork open well excavation (above water) for wells of dia. above 3.5m and upto 6.0 m in ordinary rock and conveying and depositing the spoil within initial lead of 50m and lift from 9.0m to 10.50 m including neat banking. NEW DATA (Prepared based on PHED SDB - Item No.1095 (PRICE Code: 100.3.6.7) | 1403.05 | cum | PRICE Data | Others | Others
Earthwork open well excavation (above water) for wells of dia. above 3.5m and upto 6.0 m in ordinary rock and conveying and depositing the spoil within initial lead of 50m and lift from 10.50m to 12.00 m including neat banking. NEW DATA (Prepared based on PHED SDB - Item No.1095 (PRICE Code: 100.3.6.8) | 1490.75 | cum | PRICE Data | Others | Others
Earthwork open well excavation (above water) for wells of dia. above 3.5m and upto 6.0 m in ordinary rock and conveying and depositing the spoil within initial lead of 50m and lift from 12.00m to 13.50 m including neat banking. NEW DATA (Prepared based on PHED SDB - Item No.1095 (PRICE Code: 100.3.6.9) | 1578.4 | cum | PRICE Data | Others | Others
Earthwork open well excavation (above water) for wells of dia. above 3.5m and upto 6.0 m in ordinary rock and conveying and depositing the spoil within initial lead of 50m and lift from 13.50m to 15.00 m including neat banking. NEW DATA (Prepared based on PHED SDB - Item No.1095 (PRICE Code: 100.3.6.10) | 1666.1 | cum | PRICE Data | Others | Others
Earthwork open well excavation (in or under water) for wells of dia. above 3.5m and upto 6.0 m in ordinary rock in ordinary rock and conveying and depositing the spoil within initial lead of 50m and lift up to 1.5 m including neat banking. NEW DATA (Prepared based on PHED SDB - Item No.1096 (PRICE Code: 100.3.6.11) | 1052.3 | cum | PRICE Data | Others | Others
Earthwork open well excavation (in or under water) for wells of dia. above 3.5m and upto 6.0 m in ordinary rock in ordinary rock and conveying and depositing the spoil within initial lead of 50m and lift from 1.5m to 3.0 m including neat banking. NEW DATA (Prepared based on PHED SDB - Item No.1096 (PRICE Code: 100.3.6.12) | 1157.55 | cum | PRICE Data | Others | Others
Earthwork open well excavation (in or under water) for wells of dia. above 3.5m and upto 6.0 m in ordinary rock in ordinary rock and conveying and depositing the spoil within initial lead of 50m and lift from 3.0m to 4.50 m including neat banking. NEW DATA (Prepared based on PHED SDB - Item No.1096 (PRICE Code: 100.3.6.13) | 1262.75 | cum | PRICE Data | Others | Others
Earthwork open well excavation (in or under water) for wells of dia. above 3.5m and upto 6.0 m in ordinary rock in ordinary rock and conveying and depositing the spoil within initial lead of 50m and lift from 4.5m to 6.0 m including neat banking. NEW DATA (Prepared based on PHED SDB - Item No.1096 (PRICE Code: 100.3.6.14) | 1368 | cum | PRICE Data | Others | Others
Earthwork open well excavation (in or under water) for wells of dia. above 3.5m and upto 6.0 m in ordinary rock in ordinary rock and conveying and depositing the spoil within initial lead of 50m and lift from 6.0m to 7.50 m including neat banking. NEW DATA (Prepared based on PHED SDB - Item No.1096 (PRICE Code: 100.3.6.15) | 1473.2 | cum | PRICE Data | Others | Others
Earthwork open well excavation (in or under water) for wells of dia. above 3.5m and upto 6.0 m in ordinary rock in ordinary rock and conveying and depositing the spoil within initial lead of 50m and lift from 7.50m to 9.0 m including neat banking. NEW DATA (Prepared based on PHED SDB - Item No.1096 (PRICE Code: 100.3.6.16) | 1578.45 | cum | PRICE Data | Others | Others
Earthwork open well excavation (in or under water) for wells of dia. above 3.5m and upto 6.0 m in ordinary rock in ordinary rock and conveying and depositing the spoil within initial lead of 50m and lift from 9.0m to 10.50m including neat banking. NEW DATA (Prepared based on PHED SDB - Item No.1096 (PRICE Code: 100.3.6.17) | 1683.7 | cum | PRICE Data | Others | Others
Earthwork open well excavation (in or under water) for wells of dia. above 3.5m and upto 6.0 m in ordinary rock in ordinary rock and conveying and depositing the spoil within initial lead of 50m and lift from 10.50m to 12.00m including neat banking. NEW DATA (Prepared based on PHED SDB - Item No.1096 (PRICE Code: 100.3.6.18) | 1788.9 | cum | PRICE Data | Others | Others
Earthwork open well excavation (in or under water) for wells of dia. above 3.5m and upto 6.0 m in ordinary rock in ordinary rock and conveying and depositing the spoil within initial lead of 50m and lift from 12.00m to 13.50m including neat banking. NEW DATA (Prepared based on PHED SDB - Item No.1096 (PRICE Code: 100.3.6.19) | 1894.15 | cum | PRICE Data | Others | Others
Earthwork open well excavation (in or under water) for wells of dia. above 3.5m and upto 6.0 m in ordinary rock in ordinary rock and conveying and depositing the spoil within initial lead of 50m and lift from 13.50m to 15.00m including neat banking. NEW DATA (Prepared based on PHED SDB - Item No.1096 (PRICE Code: 100.3.6.20) | 1999.35 | cum | PRICE Data | Others | Others
Earthwork open well excavation (above water) for wells of dia. above 6.0m and upto 9.0 m in all kinds of soil and conveying and depositing the spoil within initial lead of 50m and lift up to 1.5 m including neat banking. NEW DATA (PRICE Code: 100.3.7.1) | 333.15 | cum | PRICE Data | Others | Others
Earthwork open well excavation (above water) for wells of dia. above 6.0m and upto 9.0 m in all kinds of soil and conveying and depositing the spoil within initial lead of 50m and lift from 1.50m to 3.0 m including neat banking. NEW DATA (PRICE Code: 100.3.7.2) | 366.45 | cum | PRICE Data | Others | Others
Earthwork open well excavation (above water) for wells of dia. above 6.0m and upto 9.0 m in all kinds of soil and conveying and depositing the spoil within initial lead of 50m and lift from 3.0m to 4.50 m including neat banking. NEW DATA (PRICE Code: 100.3.7.3) | 399.8 | cum | PRICE Data | Others | Others
Earthwork open well excavation (above water) for wells of dia. above 6.0m and upto 9.0 m in all kinds of soil and conveying and depositing the spoil within initial lead of 50m and lift from 4.50m to 6.0 m including neat banking. NEW DATA (PRICE Code: 100.3.7.4) | 433.11 | cum | PRICE Data | Others | Others
Earthwork open well excavation (above water) for wells of dia. above 6.0m and upto 9.0 m in all kinds of soil and conveying and depositing the spoil within initial lead of 50m and lift from 6.0m to 7.50 m including neat banking. NEW DATA (PRICE Code: 100.3.7.5) | 466.4 | cum | PRICE Data | Others | Others
Earthwork open well excavation (above water) for wells of dia. above 6.0m and upto 9.0 m in all kinds of soil and conveying and depositing the spoil within initial lead of 50m and lift from 7.5m to 9.0 m including neat banking. NEW DATA (PRICE Code: 100.3.7.6) | 499.71 | cum | PRICE Data | Others | Others
Earthwork open well excavation (above water) for wells of dia. above 6.0m and upto 9.0 m in all kinds of soil and conveying and depositing the spoil within initial lead of 50m and lift from 9.0m to 10.5 m including neat banking. NEW DATA (PRICE Code: 100.3.7.7) | 533.05 | cum | PRICE Data | Others | Others
Earthwork open well excavation (above water) for wells of dia. above 6.0m and upto 9.0 m in all kinds of soil and conveying and depositing the spoil within initial lead of 50m and lift from 10.50m to 12.00 m including neat banking. NEW DATA (PRICE Code: 100.3.7.8) | 566.35 | cum | PRICE Data | Others | Others
Earthwork open well excavation (above water) for wells of dia. above 6.0m and upto 9.0 m in all kinds of soil and conveying and depositing the spoil within initial lead of 50m and lift from 12.00m to 13.50 m including neat banking. NEW DATA (PRICE Code: 100.3.7.9) | 599.65 | cum | PRICE Data | Others | Others
Earthwork open well excavation (above water) for wells of dia. above 6.0m and upto 9.0 m in all kinds of soil and conveying and depositing the spoil within initial lead of 50m and lift from 13.50m to 15.00 m including neat banking. NEW DATA (PRICE Code: 100.3.7.10) | 633.01 | cum | PRICE Data | Others | Others
Earthwork open well excavation (in or under water) for wells of dia. above 6.0m and upto 9.0 m in all kinds of soil and conveying and depositing the spoil within initial lead of 50m and lift up to 1.5 m including neat banking. NEW DATA (PRICE Code: 100.3.7.11) | 399.8 | cum | PRICE Data | Others | Others
Earthwork open well excavation (in or under water) for wells of dia. above 6.0m and upto 9.0 m in all kinds of soil and conveying and depositing the spoil within initial lead of 50m and lift from 1.50m to 3.0 m including neat banking. NEW DATA (PRICE Code: 100.3.7.12) | 439.8 | cum | PRICE Data | Others | Others
Earthwork open well excavation (in or under water) for wells of dia. above 6.0m and upto 9.0 m in all kinds of soil and conveying and depositing the spoil within initial lead of 50m and lift from 3.0m to 4.5 m including neat banking. NEW DATA (PRICE Code: 100.3.7.13) | 479.75 | cum | PRICE Data | Others | Others
Earthwork open well excavation (in or under water) for wells of dia. above 6.0m and upto 9.0 m in all kinds of soil and conveying and depositing the spoil within initial lead of 50m and lift from 4.5m to 6.0 m including neat banking. NEW DATA (PRICE Code: 100.3.7.14) | 519.75 | cum | PRICE Data | Others | Others
Earthwork open well excavation (in or under water) for wells of dia. above 6.0m and upto 9.0 m in all kinds of soil and conveying and depositing the spoil within initial lead of 50m and lift from 6.0m to 7.5 m including neat banking. NEW DATA (PRICE Code: 100.3.7.15) | 559.7 | cum | PRICE Data | Others | Others
Earthwork open well excavation (in or under water) for wells of dia. above 6.0m and upto 9.0 m in all kinds of soil and conveying and depositing the spoil within initial lead of 50m and lift from 7.5m to 9.0 m including neat banking. NEW DATA (PRICE Code: 100.3.7.16) | 599.7 | cum | PRICE Data | Others | Others
Earthwork open well excavation (in or under water) for wells of dia. above 6.0m and upto 9.0 m in all kinds of soil and conveying and depositing the spoil within initial lead of 50m and lift from 9.0m to 10.50 m including neat banking. NEW DATA (PRICE Code: 100.3.7.17) | 639.7 | cum | PRICE Data | Others | Others
Earthwork open well excavation (in or under water) for wells of dia. above 6.0m and upto 9.0 m in all kinds of soil and conveying and depositing the spoil within initial lead of 50m and lift from 10.50m to 12.00 m including neat banking. NEW DATA (PRICE Code: 100.3.7.18) | 679.65 | cum | PRICE Data | Others | Others
Earthwork open well excavation (in or under water) for wells of dia. above 6.0m and upto 9.0 m in all kinds of soil and conveying and depositing the spoil within initial lead of 50m and lift from 12.00m to 13.50 m including neat banking. NEW DATA (PRICE Code: 100.3.7.19) | 719.65 | cum | PRICE Data | Others | Others
Earthwork open well excavation (in or under water) for wells of dia. above 6.0m and upto 9.0 m in all kinds of soil and conveying and depositing the spoil within initial lead of 50m and lift from 13.50m to 15.00 m including neat banking. NEW DATA (PRICE Code: 100.3.7.20) | 759.6 | cum | PRICE Data | Others | Others
Earthwork open well excavation (in or under water) for wells of dia. above 6.0m and upto 9.0 m in all kinds of soil and conveying and depositing the spoil within initial lead of 50m and lift from 15.0m to 16.5 m including neat banking. NEW DATA (PRICE Code: 100.3.7.21) | 799.6 | cum | PRICE Data | Others | Others
Earthwork open well excavation (in or under water) for wells of dia. above 6.0m and upto 9.0 m in all kinds of soil and conveying and depositing the spoil within initial lead of 50m and lift from 16.5m to 18.0 m including neat banking. NEW DATA (PRICE Code: 100.3.7.22) | 839.6 | cum | PRICE Data | Others | Others
Earthwork open well excavation (in or under water) for wells of dia. above 6.0m and upto 9.0 m in all kinds of soil and conveying and depositing the spoil within initial lead of 50m and lift from 18.0m to 19.5 m including neat banking. NEW DATA (PRICE Code: 100.3.7.23) | 879.55 | cum | PRICE Data | Others | Others
Earthwork open well excavation (in or under water) for wells of dia. above 6.0m and upto 9.0 m in all kinds of soil and conveying and depositing the spoil within initial lead of 50m and lift from 19.5m to 21.0 m including neat banking. NEW DATA (PRICE Code: 100.3.7.24) | 919.55 | cum | PRICE Data | Others | Others
Earthwork open well excavation (above water) for wells of dia. above 6.0m and upto 9.0 m in ordinary rock and conveying and depositing the spoil within initial lead of 50m and lift up to 1.5 m including neat banking. NEW DATA (PRICE Code: 100.3.8.1) | 852.9 | cum | PRICE Data | Others | Others
Earthwork open well excavation (above water) for wells of dia. above 6.0m and upto 9.0 m in ordinary rock and conveying and depositing the spoil within initial lead of 50m and lift from 1.50m to 3.0 m including neat banking. NEW DATA (PRICE Code: 100.3.8.2) | 938.2 | cum | PRICE Data | Others | Others
Earthwork open well excavation (above water) for wells of dia. above 6.0m and upto 9.0 m in ordinary rock and conveying and depositing the spoil within initial lead of 50m and lift from 3.0m to 4.50 m including neat banking. NEW DATA (PRICE Code: 100.3.8.3) | 1023.5 | cum | PRICE Data | Others | Others
Earthwork open well excavation (above water) for wells of dia. above 6.0m and upto 9.0 m in ordinary rock and conveying and depositing the spoil within initial lead of 50m and lift from 4.5m to 6.0 m including neat banking. NEW DATA (PRICE Code: 100.3.8.4) | 1108.75 | cum | PRICE Data | Others | Others
Earthwork open well excavation (above water) for wells of dia. above 6.0m and upto 9.0 m in ordinary rock and conveying and depositing the spoil within initial lead of 50m and lift from 6.0m to 7.50 m including neat banking. NEW DATA (PRICE Code: 100.3.8.5) | 1194.05 | cum | PRICE Data | Others | Others
Earthwork open well excavation (above water) for wells of dia. above 6.0m and upto 9.0 m in ordinary rock and conveying and depositing the spoil within initial lead of 50m and lift from 7.50m to 9.0m including neat banking. NEW DATA (PRICE Code: 100.3.8.6) | 1279.35 | cum | PRICE Data | Others | Others
Earthwork open well excavation (above water) for wells of dia. above 6.0m and upto 9.0 m in ordinary rock and conveying and depositing the spoil within initial lead of 50m and lift from 9.0m to 10.50m including neat banking. NEW DATA (PRICE Code: 100.3.8.7) | 1364.65 | cum | PRICE Data | Others | Others
Earthwork open well excavation (above water) for wells of dia. above 6.0m and upto 9.0 m in ordinary rock and conveying and depositing the spoil within initial lead of 50m and lift from 10.50 to 12.00m including neat banking. NEW DATA (PRICE Code: 100.3.8.8) | 1449.95 | cum | PRICE Data | Others | Others
Earthwork open well excavation (above water) for wells of dia. above 6.0m and upto 9.0 m in ordinary rock and conveying and depositing the spoil within initial lead of 50m and lift from 12.00 to 13.50m including neat banking. NEW DATA (PRICE Code: 100.3.8.9) | 1535.2 | cum | PRICE Data | Others | Others
Earthwork open well excavation (above water) for wells of dia. above 6.0m and upto 9.0 m in ordinary rock and conveying and depositing the spoil within initial lead of 50m and lift from 13.50 to 15.00m including neat banking. NEW DATA (PRICE Code: 100.3.8.10) | 1620.5 | cum | PRICE Data | Others | Others
Earthwork open well excavation (in or under water) for wells of dia. above 6.0m and upto 9.0 m in ordinary rock in ordinary rock and conveying and depositing the spoil within initial lead of 50m and lift up to 1.5 m including neat banking. NEW DATA (PRICE Code: 100.3.8.11) | 1023.5 | cum | PRICE Data | Others | Others
Earthwork open well excavation (in or under water) for wells of dia. above 6.0m and upto 9.0 m in ordinary rock in ordinary rock and conveying and depositing the spoil within initial lead of 50m and lift from 1.50m to 3.0 m including neat banking. NEW DATA (PRICE Code: 100.3.8.12) | 1125.85 | cum | PRICE Data | Others | Others
Earthwork open well excavation (in or under water) for wells of dia. above 6.0m and upto 9.0 m in ordinary rock in ordinary rock and conveying and depositing the spoil within initial lead of 50m and lift from 3.0m to 4.5 m including neat banking. NEW DATA (PRICE Code: 100.3.8.13) | 1228.2 | cum | PRICE Data | Others | Others
Earthwork open well excavation (in or under water) for wells of dia. above 6.0m and upto 9.0 m in ordinary rock in ordinary rock and conveying and depositing the spoil within initial lead of 50m and lift from 4.5m to 6.0 m including neat banking. NEW DATA (PRICE Code: 100.3.8.14) | 1330.55 | cum | PRICE Data | Others | Others
Earthwork open well excavation (in or under water) for wells of dia. above 6.0m and upto 9.0 m in ordinary rock in ordinary rock and conveying and depositing the spoil within initial lead of 50m and lift from 6.0m to 7.5 m including neat banking. NEW DATA (PRICE Code: 100.3.8.15) | 1432.9 | cum | PRICE Data | Others | Others
Earthwork open well excavation (in or under water) for wells of dia. above 6.0m and upto 9.0 m in ordinary rock in ordinary rock and conveying and depositing the spoil within initial lead of 50m and lift from 7.5m to 9.0 m including neat banking. NEW DATA (PRICE Code: 100.3.8.16) | 1535.25 | cum | PRICE Data | Others | Others
Earthwork open well excavation (in or under water) for wells of dia. above 6.0m and upto 9.0 m in ordinary rock in ordinary rock and conveying and depositing the spoil within initial lead of 50m and lift from 9.0m to 10.50 m including neat banking. NEW DATA (PRICE Code: 100.3.8.17) | 1637.6 | cum | PRICE Data | Others | Others
Earthwork open well excavation (in or under water) for wells of dia. above 6.0m and upto 9.0 m in ordinary rock in ordinary rock and conveying and depositing the spoil within initial lead of 50m and lift from 10.50m to 12.00 m including neat banking. NEW DATA (PRICE Code: 100.3.8.18) | 1739.95 | cum | PRICE Data | Others | Others
Earthwork open well excavation (in or under water) for wells of dia. above 6.0m and upto 9.0 m in ordinary rock in ordinary rock and conveying and depositing the spoil within initial lead of 50m and lift from 12.00m to 13.50 m including neat banking. NEW DATA (PRICE Code: 100.3.8.19) | 1842.3 | cum | PRICE Data | Others | Others
Earthwork open well excavation (in or under water) for wells of dia. above 6.0m and upto 9.0 m in ordinary rock in ordinary rock and conveying and depositing the spoil within initial lead of 50m and lift from 13.50m to 15.00 m including neat banking. NEW DATA (PRICE Code: 100.3.8.20) | 1944.65 | cum | PRICE Data | Others | Others
Earthwork open well excavation (above water) for wells of dia. above 9.0m and upto 12.0 m in all kinds of soil and conveying and depositing the spoil within initial lead of 50m and lift up to 1.5 m including neat banking. NEW DATA (PRICE Code: 100.3.9.1) | 329.9 | cum | PRICE Data | Others | Others
Earthwork open well excavation (above water) for wells of dia. above 9.0m and upto 12.0 m in all kinds of soil and conveying and depositing the spoil within initial lead of 50m and lift from 1.50m to 3.00 m including neat banking. NEW DATA (PRICE Code: 100.3.9.2) | 362.9 | cum | PRICE Data | Others | Others
Earthwork open well excavation (above water) for wells of dia. above 9.0m and upto 12.0 m in all kinds of soil and conveying and depositing the spoil within initial lead of 50m and lift from 3.0m to 4.50 m including neat banking. NEW DATA (PRICE Code: 100.3.9.3) | 395.9 | cum | PRICE Data | Others | Others
Earthwork open well excavation (above water) for wells of dia. above 9.0m and upto 12.0 m in all kinds of soil and conveying and depositing the spoil within initial lead of 50m and lift from 4.50m to 6.0 m including neat banking. NEW DATA (PRICE Code: 100.3.9.4) | 428.85 | cum | PRICE Data | Others | Others
Earthwork open well excavation (above water) for wells of dia. above 9.0m and upto 12.0 m in all kinds of soil and conveying and depositing the spoil within initial lead of 50m and lift from 6.0m to 7.50 m including neat banking. NEW DATA (PRICE Code: 100.3.9.5) | 461.85 | cum | PRICE Data | Others | Others
Earthwork open well excavation (above water) for wells of dia. above 9.0m and upto 12.0 m in all kinds of soil and conveying and depositing the spoil within initial lead of 50m and lift from 7.50m to 9.0 m including neat banking. NEW DATA (PRICE Code: 100.3.9.6) | 494.85 | cum | PRICE Data | Others | Others
Earthwork open well excavation (above water) for wells of dia. above 9.0m and upto 12.0 m in all kinds of soil and conveying and depositing the spoil within initial lead of 50m and lift from 9.0m to 10.5 m including neat banking. NEW DATA (PRICE Code: 100.3.9.7) | 527.85 | cum | PRICE Data | Others | Others
Earthwork open well excavation (above water) for wells of dia. above 9.0m and upto 12.0 m in all kinds of soil and conveying and depositing the spoil within initial lead of 50m and lift from 10.50m to 12.0 m including neat banking. NEW DATA (PRICE Code: 100.3.9.8) | 560.85 | cum | PRICE Data | Others | Others
Earthwork open well excavation (above water) for wells of dia. above 9.0m and upto 12.0 m in all kinds of soil and conveying and depositing the spoil within initial lead of 50m and lift from 12.00m to 13.50 m including neat banking. NEW DATA (PRICE Code: 100.3.9.9) | 593.8 | cum | PRICE Data | Others | Others
Earthwork open well excavation (above water) for wells of dia. above 9.0m and upto 12.0 m in all kinds of soil and conveying and depositing the spoil within initial lead of 50m and lift from 13.50m to 15.00 m including neat banking. NEW DATA (PRICE Code: 100.3.9.10) | 626.8 | cum | PRICE Data | Others | Others
Earthwork open well excavation (in or under water) for wells of dia. above 9.0m and upto 12.0 m in all kinds of soil and conveying and depositing the spoil within initial lead of 50m and lift up to 1.5 m including neat banking. NEW DATA (PRICE Code: 100.3.9.11) | 395.9 | cum | PRICE Data | Others | Others
Earthwork open well excavation (in or under water) for wells of dia. above 9.0m and upto 12.0 m in all kinds of soil and conveying and depositing the spoil within initial lead of 50m and lift from 1.50m to 3.0 m including neat banking. NEW DATA (PRICE Code: 100.3.9.12) | 435.5 | cum | PRICE Data | Others | Others
Earthwork open well excavation (in or under water) for wells of dia. above 9.0m and upto 12.0 m in all kinds of soil and conveying and depositing the spoil within initial lead of 50m and lift from 3.0m to 4.50m including neat banking. NEW DATA (PRICE Code: 100.3.9.13) | 475.1 | cum | PRICE Data | Others | Others
Earthwork open well excavation (in or under water) for wells of dia. above 9.0m and upto 12.0 m in all kinds of soil and conveying and depositing the spoil within initial lead of 50m and lift from 4.50m to 6.00m including neat banking. NEW DATA (PRICE Code: 100.3.9.14) | 514.65 | cum | PRICE Data | Others | Others
Earthwork open well excavation (in or under water) for wells of dia. upto 2.50 m in all kinds of soil and conveying and depositing the spoil within initial lead of 50m and lift from 6.0m to 7.5m including neat banking. NEW DATA (Prepared based on PHED SDB - Item No.1073 & 1076 Details of Cost For 10 m3 (PRICE Code: 100.3.9.15) | 554.25 | cum | PRICE Data | Others | Others
Earthwork open well excavation (in or under water) for wells of dia. upto 2.50 m in all kinds of soil and conveying and depositing the spoil within initial lead of 50m and lift from 7.5m to 9.0m including neat banking. NEW DATA (Prepared based on PHED SDB - Item No.1073 & 1076 (PRICE Code: 100.3.9.16) | 593.85 | cum | PRICE Data | Others | Others
Earthwork open well excavation (in or under water) for wells of dia. above 9.0m and upto 12.0 m in all kinds of soil and conveying and depositing the spoil within initial lead of 50m and lift from 9.0m to 10.50m including neat banking. NEW DATA (PRICE Code: 100.3.9.17) | 633.45 | cum | PRICE Data | Others | Others
Earthwork open well excavation (in or under water) for wells of dia. above 9.0m and upto 12.0 m in all kinds of soil and conveying and depositing the spoil within initial lead of 50m and lift from 10.50m to 12.00m including neat banking. NEW DATA (PRICE Code: 100.3.9.18) | 673.05 | cum | PRICE Data | Others | Others
Earthwork open well excavation (in or under water) for wells of dia. above 9.0m and upto 12.0 m in all kinds of soil and conveying and depositing the spoil within initial lead of 50m and lift from 12.00m to 13.50m including neat banking. NEW DATA (PRICE Code: 100.3.9.19) | 712.6 | cum | PRICE Data | Others | Others
Earthwork open well excavation (in or under water) for wells of dia. above 9.0m and upto 12.0 m in all kinds of soil and conveying and depositing the spoil within initial lead of 50m and lift from 13.50m to 15.00m including neat banking. NEW DATA (PRICE Code: 100.3.9.20) | 752.2 | cum | PRICE Data | Others | Others
Earthwork open well excavation (in or under water) for wells of dia. above 9.0m and upto 12.0 m in all kinds of soil and conveying and depositing the spoil within initial lead of 50m and lift from 15.0m to 16.5m including neat banking. NEW DATA (PRICE Code: 100.3.9.21) | 791.8 | cum | PRICE Data | Others | Others
Earthwork open well excavation (in or under water) for wells of dia. above 9.0m and upto 12.0 m in all kinds of soil and conveying and depositing the spoil within initial lead of 50m and lift from 16.5m to 18.0m including neat banking. NEW DATA (PRICE Code: 100.3.9.22) | 831.4 | cum | PRICE Data | Others | Others
Earthwork open well excavation (in or under water) for wells of dia. above 9.0m and upto 12.0 m in all kinds of soil and conveying and depositing the spoil within initial lead of 50m and lift from 18.0m to 19.5m including neat banking. NEW DATA (PRICE Code: 100.3.9.23) | 871 | cum | PRICE Data | Others | Others
Earthwork open well excavation (in or under water) for wells of dia. above 9.0m and upto 12.0 m in all kinds of soil and conveying and depositing the spoil within initial lead of 50m and lift from 19.5m to 21.0m including neat banking. NEW DATA (PRICE Code: 100.3.9.24) | 910.55 | cum | PRICE Data | Others | Others
Earthwork open well excavation (above water) for wells of dia. above 9.0m and upto 12.0 m in ordinary rock and conveying and depositing the spoil within initial lead of 50m and lift up to 1.5 m including neat banking. NEW DATA (PRICE Code: 100.3.10.1) | 836.7 | cum | PRICE Data | Others | Others
Earthwork open well excavation (above water) for wells of dia. above 9.0m and upto 12.0 m in ordinary rock and conveying and depositing the spoil within initial lead of 50m and lift from 1.50m to 3.0 m including neat banking. NEW DATA (PRICE Code: 100.3.10.2) | 920.35 | cum | PRICE Data | Others | Others
Earthwork open well excavation (above water) for wells of dia. above 9.0m and upto 12.0 m in ordinary rock and conveying and depositing the spoil within initial lead of 50m and lift from 3.0m to 4.50 m including neat banking. NEW DATA (PRICE Code: 100.3.10.3) | 1004.05 | cum | PRICE Data | Others | Others
Earthwork open well excavation (above water) for wells of dia. above 9.0m and upto 12.0 m in ordinary rock and conveying and depositing the spoil within initial lead of 50m and lift from 4.50m to 6.0 m including neat banking. NEW DATA (PRICE Code: 100.3.10.4) | 1087.7 | cum | PRICE Data | Others | Others
Earthwork open well excavation (above water) for wells of dia. above 9.0m and upto 12.0 m in ordinary rock and conveying and depositing the spoil within initial lead of 50m and lift from 6.0m to 7.50 m including neat banking. NEW DATA (PRICE Code: 100.3.10.5) | 1171.4 | cum | PRICE Data | Others | Others
Earthwork open well excavation (above water) for wells of dia. above 9.0m and upto 12.0 m in ordinary rock and conveying and depositing the spoil within initial lead of 50m and lift from 7.50m to 9.0 m including neat banking. NEW DATA (PRICE Code: 100.3.10.6) | 1255.05 | cum | PRICE Data | Others | Others
Earthwork open well excavation (above water) for wells of dia. above 9.0m and upto 12.0 m in ordinary rock and conveying and depositing the spoil within initial lead of 50m and lift from 9.0m to 10.50 m including neat banking. NEW DATA (PRICE Code: 100.3.10.7) | 1338.7 | cum | PRICE Data | Others | Others
Earthwork open well excavation (above water) for wells of dia. above 9.0m and upto 12.0 m in ordinary rock and conveying and depositing the spoil within initial lead of 50m and lift from 10.50m to 12.00 m including neat banking. NEW DATA (PRICE Code: 100.3.10.8) | 1422.4 | cum | PRICE Data | Others | Others
Earthwork open well excavation (above water) for wells of dia. above 9.0m and upto 12.0 m in ordinary rock and conveying and depositing the spoil within initial lead of 50m and lift from 12.00m to 13.50 m including neat banking. NEW DATA (PRICE Code: 100.3.10.9) | 1506.05 | cum | PRICE Data | Others | Others
Earthwork open well excavation (above water) for wells of dia. above 9.0m and upto 12.0 m in ordinary rock and conveying and depositing the spoil within initial lead of 50m and lift from 13.50m to 15.00 m including neat banking. NEW DATA (PRICE Code: 100.3.10.10) | 1589.75 | cum | PRICE Data | Others | Others
Earthwork open well excavation (in or under water) for wells of dia. above 9.0m and upto 12.0 m in ordinary rock and conveying and depositing the spoil within initial lead of 50m and lift up to 1.5 m including neat banking. NEW DATA (PRICE Code: 100.3.10.11) | 1004.05 | cum | PRICE Data | Others | Others
Earthwork open well excavation (in or under water) for wells of dia. above 9.0m and upto 12.0 m in ordinary rock and conveying and depositing the spoil within initial lead of 50m and lift from 1.50m to 3.0 m including neat banking. NEW DATA (PRICE Code: 100.3.10.12) | 1104.45 | cum | PRICE Data | Others | Others
Earthwork open well excavation (in or under water) for wells of dia. above 9.0m and upto 12.0 m in ordinary rock and conveying and depositing the spoil within initial lead of 50m and lift from 3.0m to 4.5 m including neat banking. NEW DATA (PRICE Code: 100.3.10.13) | 1204.85 | cum | PRICE Data | Others | Others
Earthwork open well excavation (in or under water) for wells of dia. above 9.0m and upto 12.0 m in ordinary rock and conveying and depositing the spoil within initial lead of 50m and lift from 4.5m to 6.0 m including neat banking. NEW DATA (PRICE Code: 100.3.10.14) | 1305.26 | cum | PRICE Data | Others | Others
Earthwork open well excavation (in or under water) for wells of dia. above 9.0m and upto 12.0 m in ordinary rock and conveying and depositing the spoil within initial lead of 50m and lift from 6.0m to 7.50 m including neat banking. NEW DATA (PRICE Code: 100.3.10.15) | 1405.65 | cum | PRICE Data | Others | Others
Earthwork open well excavation (in or under water) for wells of dia. above 9.0m and upto 12.0 m in ordinary rock and conveying and depositing the spoil within initial lead of 50m and lift from 7.50m to 9.00m including neat banking. NEW DATA (PRICE Code: 100.3.10.16) | 1506.06 | cum | PRICE Data | Others | Others
Earthwork open well excavation (in or under water) for wells of dia. above 9.0m and upto 12.0 m in ordinary rock and conveying and depositing the spoil within initial lead of 50m and lift from 9.00m to 10.50m including neat banking. NEW DATA (PRICE Code: 100.3.10.17) | 1606.5 | cum | PRICE Data | Others | Others
Earthwork open well excavation (in or under water) for wells of dia. above 9.0m and upto 12.0 m in ordinary rock and conveying and depositing the spoil within initial lead of 50m and lift from 10.50m to 12.00m including neat banking. NEW DATA (PRICE Code: 100.3.10.18) | 1706.9 | cum | PRICE Data | Others | Others
Earthwork open well excavation (in or under water) for wells of dia. above 9.0m and upto 12.0 m in ordinary rock and conveying and depositing the spoil within initial lead of 50m and lift from 12.00m to 13.50m including neat banking. NEW DATA (PRICE Code: 100.3.10.19) | 1807.3 | cum | PRICE Data | Others | Others
Earthwork open well excavation (in or under water) for wells of dia. above 9.0m and upto 12.0 m in ordinary rock and conveying and depositing the spoil within initial lead of 50m and lift from 13.50m to 15.00m including neat banking. NEW DATA (PRICE Code: 100.3.10.20) | 1907.7 | cum | PRICE Data | Others | Others
Excavating in hard rock for trenches by blasting for laying pipes and stacking useful materials for measurements and disposing unserviceable materials within the intial lead of 50m and lift upto 1.50m(intial depth 0 m to 1.50m) and providing protection by earth filled cement bags during blasting to avoid damages to nearby structures(200 Nos. of earth filled cement bags for 10m3 blasting) (Ref. Item No. 1004 A of T C) (PRICE Code: 100.4.1) | 2896.65 | cum | PRICE Data | Others | Others
Granite rock blasting in wells,measured in solids,including collecting and stacking spoil for measurement within the intial lead of 50m and lift upto 1.50m but excluding bailing out water. (Ref. Item No. 1098 (a)of T C) (PRICE Code: 100.4.2) | 529.25 | cum | PRICE Data | Others | Others
Granite rock blasting in wells, measured in solids, including collecting and stacking spoil for measurement within the initial lead of 50m and lift up to 1.5m but excluding bailing out water and including providing protection by earth filled cement bags (300 Nos. of earth filled cement bags / 10 m3 blasting) to avoid damages to the nearby structures) (PRICE Code: 100.4.6) | 3610.25 | cum | PRICE Data | Others | Others
Sub Data for Providing earth filled cement bags for protection during blasting / in well in wet condition. (Ref. Item No. 1004 A in TC) (PRICE Code: 100.4.S.1) | 23.95 | bundle | PRICE Data | Others | Others
Labour for conveying and lowering the earth filled cement bags. (PRICE Code: 100.4.S.2) | 39.05 | bundle | PRICE Data | Others | Others
Sub data for providing earth filled cement bags for protection during blasting / in well in wet condition. (PRICE Code: 100.4.S.3) | 102.7 | bundle | PRICE Data | Others | Others
Structural steel work in single section, fixed with or without connecting plate, including cutting, hoisting, fixing in position and applying a priming coat of approved steel primer all complete. (excluding cost of materials) (PRICE Code: 100.6.S.1) | 18.6 | kilogram | PRICE Data | Others | Others
Bailing out water with 5 HP engine and pumpset including conveyance to the site, errection, dismantling and taking back of engine and pump, cost of fuel lubricating oil and other stores pay of staff etc. complete. NEW DATA (Prepared based on PHED SDB - Item No.1070 (PRICE Code: 100.7.1) | 27.25 | Kwh | PRICE Data | Others | Others
Bailing out water with engine and pumpset above 5 HP upto 10 HP including conveyance to the site, errection, dismantling and taking back of engine and pump, cost of fuel lubricating oil and other stores pay of staff etc. complete. NEW DATA (Prepared based on PHED SDB - Item No.1070 (PRICE Code: 100.7.2) | 13.6 | Kwh | PRICE Data | Others | Others
Bailing out water with engine and pumpset above 10 HP upto 20 HP including conveyance to the site, errection, dismantling and taking back of engine and pump, cost of fuel lubricating oil and other stores pay of staff etc. complete. NEW DATA (Prepared based on PHED SDB - Item No.1070 (PRICE Code: 100.7.3) | 6.8 | Kwh | PRICE Data | Others | Others
Bailing out water with engine and pumpset above 20 HP upto 30 HP including conveyance to the site, errection, dismantling and taking back of engine and pump, cost of fuel lubricating oil and other stores pay of staff etc. complete. NEW DATA (Prepared based on PHED SDB - Item No.1070 (PRICE Code: 100.7.4) | 4.55 | Kwh | PRICE Data | Others | Others
Bailing out water with engine and pumpset above 30 HP upto 40 HP including conveyance to the site, errection, dismantling and taking back of engine and pump, cost of fuel lubricating oil and other stores pay of staff etc. complete. NEW DATA (Prepared based on PHED SDB - Item No.1070 (PRICE Code: 100.7.5) | 3.4 | Kwh | PRICE Data | Others | Others
Fencing one side of trenches, 1.50 m height with two rows of 10 cm plastic caution tape in vertical casuarina pole (girth 15cm to 24cm) fixed at 2 m intervals. (Data Prepared based on PWD SDB - Item No.1009) (PRICE Code: 100.8.1) | 23.15 | metre | PRICE Data | Others | Others
Fencing 1.50m high with two rows of casuarina poles (girth 15cm to 24cm) tied with coir yarn on vertical casuarina pole (girth 15cm to 24cm) fixed at 1.5m intervals. NEW DATA (Prepared based on PWD SDB - Item No.1009 (PRICE Code: 100.8.2) | 78.2 | metre | PRICE Data | Others | Others
Laying UPVC pipes of class 2 to class 6 and specials, lowering to the trenches already made, placing in position aligning the pipe line to the lines and levels and jointing the pipes and specials with solvent cement and testing the pipe line with water to the required test pressure (excluding cost of pipes and specials). 20 mm nominal outer dia pipes. (PRICE Code: 100.9.1) | 17.25 | metre | PRICE Data | Others | Others
Laying UPVC pipes of class 2 to class 6 and specials, lowering to the trenches already made, placing in position aligning the pipe line to the lines and levels and jointing the pipes and specials with solvent cement and testing the pipe line with water to the required test pressure (excluding cost of pipes and specials). 25 mm nominal outer dia pipes. (PRICE Code: 100.9.2) | 26.5 | metre | PRICE Data | Others | Others
Laying UPVC pipes of class 2 to class 6 and specials, lowering to the trenches already made, placing in position aligning the pipe line to the lines and levels and jointing the pipes and specials with solvent cement and testing the pipe line with water to the required test pressure (excluding cost of pipes and specials). 32 mm nominal outer dia pipes. (PRICE Code: 100.9.3) | 30.8 | metre | PRICE Data | Others | Others
Laying UPVC pipes of class 2 to class 6 and specials, lowering to the trenches already made, placing in position aligning the pipe line to the lines and levels and jointing the pipes and specials with solvent cement and testing the pipe line with water to the required test pressure (excluding cost of pipes and specials). 40 mm nominal outer dia pipes. (PRICE Code: 100.9.4) | 35.1 | metre | PRICE Data | Others | Others
Laying UPVC pipes of class 2 to class 6 and specials, lowering to the trenches already made, placing in position aligning the pipe line to the lines and levels and jointing the pipes and specials with solvent cement and testing the pipe line with water to the required test pressure (excluding cost of pipes and specials) 50 mm nominal outer dia pipes. (PRICE Code: 100.9.5) | 35.1 | metre | PRICE Data | Others | Others
Laying UPVC pipes of class 2 to class 6 and specials, lowering to the trenches already made, placing in position aligning the pipe line to the lines and levels and jointing the pipes and specials with solvent cement and testing the pipe line with water to the required test pressure (excluding cost of pipes and specials). 63 mm nominal outer dia pipes. (PRICE Code: 100.9.6) | 64.2 | metre | PRICE Data | Others | Others
Laying UPVC pipes of class 2 to class 6 and specials, lowering to the trenches already made, placing in position aligning the pipe line to the lines and levels and jointing the pipes and specials with solvent cement and testing the pipe line with water to the required test pressure (excluding cost of pipes and specials). 75 mm nominal outer dia pipes. (PRICE Code: 100.9.7) | 64.2 | metre | PRICE Data | Others | Others
Laying UPVC pipes of class 2 to class 6 and specials, lowering to the trenches already made, placing in position aligning the pipe line to the lines and levels and jointing the pipes and specials with solvent cement and testing the pipe line with water to the required test pressure (excluding cost of pipes and specials). 90 mm nominal outer dia pipes." (PRICE Code: 100.9.8) | 64.2 | metre | PRICE Data | Others | Others
Laying UPVC pipes of class 2 to class 6 and specials, lowering to the trenches already made, placing in position aligning the pipe line to the lines and levels and jointing the pipes and specials with solvent cement and testing the pipe line with water to the required test pressure (excluding cost of pipes and specials). 110 mm nominal outer dia pipes. (PRICE Code: 100.9.9) | 94.6 | metre | PRICE Data | Others | Others
Laying UPVC pipes of class 2 to class 6 and specials, lowering to the trenches already made, placing in position aligning the pipe line to the lines and levels and jointing the pipes and specials with solvent cement and testing the pipe line with water to the required test pressure (excluding cost of pipes and specials). 140 mm nominal outer dia pipes. (PRICE Code: 100.9.10) | 124.1 | metre | PRICE Data | Others | Others
Laying UPVC pipes of class 2 to class 6 and specials, lowering to the trenches already made, placing in position aligning the pipe line to the lines and levels and jointing the pipes and specials with solvent cement and testing the pipe line with water to the required test pressure (excluding cost of pipes and specials). 160 mm nominal outer dia pipes. (PRICE Code: 100.9.11) | 149.55 | metre | PRICE Data | Others | Others
Laying UPVC pipes of class 2 to class 6 and specials, lowering to the trenches already made, placing in position aligning the pipe line to the lines and levels and jointing the pipes and specials with solvent cement and testing the pipe line with water to the required test pressure (excluding cost of pipes and specials). 180 mm nominal outer dia pipes. (PRICE Code: 100.9.12) | 179.05 | metre | PRICE Data | Others | Others
Laying UPVC pipes of class 2 to class 6 and specials, lowering to the trenches already made, placing in position aligning the pipe line to the lines and levels and jointing the pipes and specials with solvent cement and testing the pipe line with water to the required test pressure (excluding cost of pipes and specials). 200 mm nominal outer dia pipes. (PRICE Code: 100.9.13) | 210.7 | metre | PRICE Data | Others | Others
Laying UPVC pipes of class 2 to class 6 and specials, lowering to the trenches already made, placing in position aligning the pipe line to the lines and levels and jointing the pipes and specials with solvent cement and testing the pipe line with water to the required test pressure (excluding cost of pipes and specials). 250 mm nominal outer dia pipes. (PRICE Code: 100.9.14) | 299.5 | metre | PRICE Data | Others | Others
Laying UPVC pipes of class 2 to class 6 and specials, lowering to the trenches already made, placing in position aligning the pipe line to the lines and levels and jointing the pipes and specials with solvent cement and testing the pipe line with water to the required test pressure (excluding cost of pipes and specials). 280 mm nominal outer dia pipes. (PRICE Code: 100.9.15) | 360.25 | metre | PRICE Data | Others | Others
"Laying HDPE pipes (IS : 4984)on land portion including conveying within initial lead and aligning the pipes, electro-fusion welding using automatic or semi automatic electrofusion machines, testing the pipe line thus fabricated to suit the hydrulic working pressure and after testing , aligning the pipeline, lowering the pipe in position into the trenches already made, testing the line to suitable pressure with potable water before back filling and leveling the trenches including all labour charge, hire for appliances etc. complete but excluding cost of pipe and fittings. 90 mm OD HDPE pipe" (PRICE Code: 100.10.1) | 68.8 | metre | PRICE Data | Others | Others
Laying HDPE pipes (IS : 4984)on land portion including conveying within initial lead and aligning the pipes, electro-fusion welding using automatic or semi automatic electrofusion machines, testing the pipe line thus fabricated to suit the hydrulic working pressure and after testing , aligning the pipeline, lowering the pipe in position into the trenches already made, testing the line to suitable pressure with potable water before back filling and leveling the trenches including all labour charge, hire for appliances etc. complete but excluding cost of pipe and fittings. 110 mm OD HDPE pipe NEW DATA (PRICE Code: 100.10.2) | 93.3 | metre | PRICE Data | Others | Others
Laying HDPE pipes (IS : 4984)on land portion including conveying within initial lead and aligning the pipes, electro-fusion welding using automatic or semi automatic electrofusion machines, testing the pipe line thus fabricated to suit the hydrulic working pressure and after testing , aligning the pipeline, lowering the pipe in position into the trenches already made, testing the line to suitable pressure with potable water before back filling and leveling the trenches including all labour charge, hire for appliances etc. complete but excluding cost of pipe and fittings. 125 mm OD HDPE pipe NEW DATA (PRICE Code: 100.10.3) | 98.6 | metre | PRICE Data | Others | Others
Laying HDPE pipes (IS : 4984)on land portion including conveying within initial lead and aligning the pipes, electro-fusion welding using automatic or semi automatic electrofusion machines, testing the pipe line thus fabricated to suit the hydrulic working pressure and after testing , aligning the pipeline, lowering the pipe in position into the trenches already made, testing the line to suitable pressure with potable water before back filling and leveling the trenches including all labour charge, hire for appliances etc. complete but excluding cost of pipe and fittings. 140 mm OD HDPE pipe NEW DATA (PRICE Code: 100.10.4) | 132.9 | metre | PRICE Data | Others | Others
Laying HDPE pipes (IS : 4984)on land portion including conveying within initial lead and aligning the pipes, electro-fusion welding using automatic or semi automatic electrofusion machines, testing the pipe line thus fabricated to suit the hydrulic working pressure and after testing , aligning the pipeline, lowering the pipe in position into the trenches already made, testing the line to suitable pressure with potable water before back filling and leveling the trenches including all labour charge, hire for appliances etc. complete but excluding cost of pipe and fittings. 160 mm OD HDPE pipe NEW DATA (PRICE Code: 100.10.5) | 158.7 | metre | PRICE Data | Others | Others
Laying HDPE pipes (IS : 4984)on land portion including conveying within initial lead and aligning the pipes, electro-fusion welding using automatic or semi automatic electrofusion machines, testing the pipe line thus fabricated to suit the hydrulic working pressure and after testing , aligning the pipeline, lowering the pipe in position into the trenches already made, testing the line to suitable pressure with potable water before back filling and leveling the trenches including all labour charge, hire for appliances etc. complete but excluding cost of pipe and fittings. 180 mm OD HDPE pipe NEW DATA (PRICE Code: 100.10.6) | 195.85 | metre | PRICE Data | Others | Others
Laying HDPE pipes (IS : 4984)on land portion including conveying within initial lead and aligning the pipes, electro-fusion welding using automatic or semi automatic electrofusion machines, testing the pipe line thus fabricated to suit the hydrulic working pressure and after testing , aligning the pipeline, lowering the pipe in position into the trenches already made, testing the line to suitable pressure with potable water before back filling and leveling the trenches including all labour charge, hire for appliances etc. complete but excluding cost of pipe and fittings. 200 mm OD HDPE pipe NEW DATA (PRICE Code: 100.10.7) | 235.9 | metre | PRICE Data | Others | Others
Laying HDPE pipes (IS : 4984)on land portion including conveying within initial lead and aligning the pipes, electro-fusion welding using automatic or semi automatic electrofusion machines, testing the pipe line thus fabricated to suit the hydrulic working pressure and after testing , aligning the pipeline, lowering the pipe in position into the trenches already made, testing the line to suitable pressure with potable water before back filling and leveling the trenches including all labour charge, hire for appliances etc. complete but excluding cost of pipe and fittings. 225 mm OD HDPE pipe NEW DATA (PRICE Code: 100.10.8) | 278.25 | metre | PRICE Data | Others | Others
Laying HDPE pipes (IS : 4984)on land portion including conveying within initial lead and aligning the pipes, electro-fusion welding using automatic or semi automatic electrofusion machines, testing the pipe line thus fabricated to suit the hydrulic working pressure and after testing , aligning the pipeline, lowering the pipe in position into the trenches already made, testing the line to suitable pressure with potable water before back filling and leveling the trenches including all labour charge, hire for appliances etc. complete but excluding cost of pipe and fittings. 250 mm OD HDPE pipe NEW DATA (PRICE Code: 100.10.9) | 325.85 | metre | PRICE Data | Others | Others
Laying HDPE pipes (IS : 4984)on land portion including conveying within initial lead and aligning the pipes, electro-fusion welding using automatic or semi automatic electrofusion machines, testing the pipe line thus fabricated to suit the hydrulic working pressure and after testing , aligning the pipeline, lowering the pipe in position into the trenches already made, testing the line to suitable pressure with potable water before back filling and leveling the trenches including all labour charge, hire for appliances etc. complete but excluding cost of pipe and fittings. 280 mm OD HDPE pipe NEW DATA (PRICE Code: 100.10.10) | 383.35 | metre | PRICE Data | Others | Others
Laying HDPE pipes (IS : 4984)on land portion including conveying within initial lead and aligning the pipes, electro-fusion welding using automatic or semi automatic electrofusion machines, testing the pipe line thus fabricated to suit the hydrulic working pressure and after testing , aligning the pipeline, lowering the pipe in position into the trenches already made, testing the line to suitable pressure with potable water before back filling and leveling the trenches including all labour charge, hire for appliances etc. complete but excluding cost of pipe and fittings. 315 mm OD HDPE pipe NEW DATA (PRICE Code: 100.10.11) | 428.5 | metre | PRICE Data | Others | Others
Laying HDPE pipes (IS : 4984)on land portion including conveying within initial lead and aligning the pipes, electro-fusion welding using automatic or semi automatic electrofusion machines, testing the pipe line thus fabricated to suit the hydrulic working pressure and after testing , aligning the pipeline, lowering the pipe in position into the trenches already made, testing the line to suitable pressure with potable water before back filling and leveling the trenches including all labour charge, hire for appliances etc. complete but excluding cost of pipe and fittings. 355 mm OD HDPE pipe NEW DATA (PRICE Code: 100.10.12) | 483.5 | metre | PRICE Data | Others | Others
Laying HDPE pipes (IS : 4984)on land portion including conveying within initial lead and aligning the pipes, electro-fusion welding using automatic or semi automatic electrofusion machines, testing the pipe line thus fabricated to suit the hydrulic working pressure and after testing , aligning the pipeline, lowering the pipe in position into the trenches already made, testing the line to suitable pressure with potable water before back filling and leveling the trenches including all labour charge, hire for appliances etc. complete but excluding cost of pipe and fittings. 400 mm OD HDPE pipe NEW DATA (PRICE Code: 100.10.13) | 538.6 | metre | PRICE Data | Others | Others
Laying HDPE pipes (IS : 4984)on land portion including conveying within initial lead and aligning the pipes, electro-fusion welding using automatic or semi automatic electrofusion machines, testing the pipe line thus fabricated to suit the hydrulic working pressure and after testing , aligning the pipeline, lowering the pipe in position into the trenches already made, testing the line to suitable pressure with potable water before back filling and leveling the trenches including all labour charge, hire for appliances etc. complete but excluding cost of pipe and fittings 450 mm OD HDPE pipe NEW DATA (PRICE Code: 100.10.14) | 598.8 | metre | PRICE Data | Others | Others
Laying HDPE pipes (IS : 4984)on land portion including conveying within initial lead and aligning the pipes, electro-fusion welding using automatic or semi automatic electrofusion machines, testing the pipe line thus fabricated to suit the hydrulic working pressure and after testing , aligning the pipeline, lowering the pipe in position into the trenches already made, testing the line to suitable pressure with potable water before back filling and leveling the trenches including all labour charge, hire for appliances etc. complete but excluding cost of pipe and fittings. 500 mm OD HDPE pipe NEW DATA (PRICE Code: 100.10.15) | 659 | metre | PRICE Data | Others | Others
Laying HDPE pipes (IS : 4984)on land portion including conveying within initial lead and aligning the pipes, electro-fusion welding using automatic or semi automatic electrofusion machines, testing the pipe line thus fabricated to suit the hydrulic working pressure and after testing , aligning the pipeline, lowering the pipe in position into the trenches already made, testing the line to suitable pressure with potable water before back filling and leveling the trenches including all labour charge, hire for appliances etc. complete but excluding cost of pipe and fittings. 560 mm OD HDPE pipe NEW DATA (PRICE Code: 100.10.16) | 726.75 | metre | PRICE Data | Others | Others
Laying HDPE pipes (IS : 4984)on land portion including conveying within initial lead and aligning the pipes, electro-fusion welding using automatic or semi automatic electrofusion machines, testing the pipe line thus fabricated to suit the hydrulic working pressure and after testing , aligning the pipeline, lowering the pipe in position into the trenches already made, testing the line to suitable pressure with potable water before back filling and leveling the trenches including all labour charge, hire for appliances etc. complete but excluding cost of pipe and fittings. 630 mm OD HDPE pipe NEW DATA (PRICE Code: 100.10.17) | 807.9 | metre | PRICE Data | Others | Others
"Conveying and fixing G.I. pipes complete with G.I. fittings and clamps, including cutting and making good the walls etc. but excluding cost of pipes and fittings - Internal work - Exposed on Wall. 15 mm dia nominal bore Data derived from item no.18.10.1 of DAR Data for 10 m (PRICE Code: 100.11.1) | 125.75 | metre | PRICE Data | Others | Others
Conveying and fixing G.I. pipes complete with G.I. fittings and clamps, including cutting and making good the walls etc. but excluding cost of pipes and fittings - Internal work - Exposed on Wall. 20 mm dia nominal bore Data derived from item no.18.10.2 of DAR Data for 10 m (PRICE Code: 100.11.2) | 138.45 | metre | PRICE Data | Others | Others
Conveying and fixing G.I. pipes complete with G.I. fittings and clamps, including cutting and making good the walls etc. but excluding cost of pipes and fittings - Internal work - Exposed on Wall. 25 mm dia nominal bore Data derived from item no.18.10.3 of DAR Data for 10 m (PRICE Code: 100.11.3) | 151.8 | metre | PRICE Data | Others | Others
Conveying and fixing G.I. pipes complete with G.I. fittings and clamps, including cutting and making good the walls etc. but excluding cost of pipes and fittings - Internal work - Exposed on Wall. 32 mm dia nominal bore Data derived from item no.18.10.4 of DAR Data for 10 m (PRICE Code: 100.11.4) | 172.65 | metre | PRICE Data | Others | Others
Conveying and fixing G.I. pipes complete with G.I. fittings and clamps, including cutting and making good the walls etc. but excluding cost of pipes and fittings - Internal work - Exposed on Wall. 40 mm dia nominal bore" Data derived from item no.18.10.5 of DAR Data for 10 m (PRICE Code: 100.11.5) | 221.35 | metre | PRICE Data | Others | Others
Conveying and fixing G.I. pipes complete with G.I. fittings and clamps, including cutting and making good the walls etc. but excluding cost of pipes and fittings - Internal work - Exposed on Wall. 50 mm dia nominal bore Data derived from item no.18.10.6 of DAR Data for 10 m (PRICE Code: 100.11.6) | 268.95 | metre | PRICE Data | Others | Others
Conveying and fixing G.I. pipes complete with G.I. fittings and clamps, including cutting and making good the walls etc. but excluding cost of pipes and fittings - Internal work - Exposed on Wall. 65 mm dia nominal bore Observed Data derived from item no.18.10 of DAR Details of Cost For 10 m (PRICE Code: 100.11.7) | 377.15 | metre | PRICE Data | Others | Others
Conveying and fixing G.I. pipes complete with G.I. fittings including trenching and refilling etc. but excluding cost of pipes and fittings - External work. 15 mm dia nominal bore Data derived from item no.18.12.1 of DAR Data for 10 m (PRICE Code: 100.12.1) | 104.15 | metre | PRICE Data | Others | Others
Conveying and fixing G.I. pipes complete with G.I. fittings including trenching and refilling etc. but excluding cost of pipes and fittings - External work. 20 mm dia nominal bore Data derived from item no.18.12.2 of DAR Data for 10 m (PRICE Code: 100.12.2) | 104.2 | metre | PRICE Data | Others | Others
Conveying and fixing G.I. pipes complete with G.I. fittings including trenching and refilling etc. but excluding cost of pipes and fittings - External work. 25 mm dia nominal bore Data derived from item no.18.12.3 of DAR Data for 10 m (PRICE Code: 100.12.3) | 113.9 | metre | PRICE Data | Others | Others
Conveying and fixing G.I. pipes complete with G.I. fittings including trenching and refilling etc. but excluding cost of pipes and fittings - External work. 32 mm dia nominal bore Data derived from item no.18.12.4 of DAR Data for 10 m (PRICE Code: 100.12.4) | 113.95 | metre | PRICE Data | Others | Others
Conveying and fixing G.I. pipes complete with G.I. fittings including trenching and refilling etc. but excluding cost of pipes and fittings - External work. 40 mm dia nominal bore Data derived from item no.18.12.5 of DAR Data for 10 m (PRICE Code: 100.12.5) | 123.25 | metre | PRICE Data | Others | Others
Conveying and fixing G.I. pipes complete with G.I. fittings including trenching and refilling etc. but excluding cost of pipes and fittings - External work. 50 mm dia nominal bore Observed Data derived from item no.18.12.6 of DAR Data for 10 m (PRICE Code: 100.12.6) | 123.4 | metre | PRICE Data | Others | Others
Conveying and fixing G.I. pipes complete with G.I. fittings including trenching and refilling etc. but excluding cost of pipes and fittings - External work. 65 mm dia nominal bore Data derived from item no.18.12.7 of DAR Data for 10 m (PRICE Code: 100.12.7) | 153.6 | metre | PRICE Data | Others | Others
Conveying and fixing G.I. pipes complete with G.I. fittings including trenching and refilling etc. but excluding cost of pipes and fittings - External work. 80 mm dia nominal bore Data derived from item no.18.12.8 of DAR Data for 10 m (PRICE Code: 100.12.8) | 153.85 | metre | PRICE Data | Others | Others
Conveying and fixing G.I. pipes complete with G.I. fittings including trenching and refilling etc. but excluding cost of pipes and fittings - External work. 100 mm dia nominal bore Observed Data derived from item no.18.12 of DAR (PRICE Code: 100.12.9) | 173.45 | metre | PRICE Data | Others | Others
"Conveying and fixing G.I. pipes complete with G.I. fittings including trenching and refilling etc. but excluding cost of pipes and fittings - External work. 125 mm dia nominal bore Observed Data derived from item no.18.12 of DAR (PRICE Code: 100.12.10) | 194.3 | metre | PRICE Data | Others | Others
Conveying and fixing G.I. pipes complete with G.I. fittings including trenching and refilling etc. but excluding cost of pipes and fittings - External work. 150 mm dia nominal ore Observed Data derived from item no.18.12 of DAR (PRICE Code: 100.12.11) | 214.9 | metre | PRICE Data | Others | Others
Making connection of G.I. distribution branch with GI Main of following sizes by providing and fixing tee, including cutting and threading the pipe etc. complete : 15mm & 20 mm nominal bore Observed Data derived from item no.18.13.1).of DAR (PRICE Code: 100.13.1) | 537.15 | each | PRICE Data | Others | Others
Making connection of G.I. distribution branch with GI Main of following sizes by providing and fixing tee, including cutting and threading the pipe etc. complete : 125mm & 150 mm nominal bore Observed Data derived from item no.18.13.2).of DAR (PRICE Code: 100.13.2) | 1622.45 | each | PRICE Data | Others | Others
Conveying and laying S&S Centrifugally Cast (Spun) / Ductile Iron Pipes conforming to IS: 8329 excluding cost of pipes and specials : 100 mm dia Ductile Iron Class K-9 Pipes Data derived from 18.72.15 in DAR (PRICE Code: 100.14.1) | 43.4 | metre | PRICE Data | Others | Others
Conveying and laying S&S Centrifugally Cast (Spun) / Ductile Iron Pipes conforming to IS: 8329 excluding cost of pipes and specials : 150 mm dia Ductile Iron Class K-9 Pipes Data derived from 18.72.16 in DAR (PRICE Code: 100.14.2) | 64.65 | metre | PRICE Data | Others | Others
Conveying and laying S&S Centrifugally Cast (Spun) / Ductile Iron Pipes conforming to IS: 8329 excluding cost of pipes and specials : 200 mm dia Ductile Iron Class K-9 Pipes Data derived from 18.72.17 in DAR (PRICE Code: 100.14.3) | 90.05 | metre | PRICE Data | Others | Others
Conveying and laying S&S Centrifugally Cast (Spun) / Ductile Iron Pipes conforming to IS: 8329 excluding cost of pipes and specials : 250 mm dia Ductile Iron Class K-9 Pipes Data derived from 18.72.18 in DAR (PRICE Code: 100.14.4) | 120.25 | metre | PRICE Data | Others | Others
Conveying and laying S&S Centrifugally Cast (Spun) / Ductile Iron Pipes conforming to IS: 8329 excluding cost of pipes and specials : 300 mm dia Ductile Iron Class K-9 Pipes Data derived from 18.72.19 in DAR (PRICE Code: 100.14.5) | 151.3 | metre | PRICE Data | Others | Others
Conveying and laying S&S Centrifugally Cast (Spun) / Ductile Iron Pipes conforming to IS: 8329 excluding cost of pipes and specials : 350 mm dia Ductile Iron Class K-9 Pipes Data derived from 18.72.20 in DAR (PRICE Code: 100.14.6) | 200.45 | metre | PRICE Data | Others | Others
Conveying and laying S&S Centrifugally Cast (Spun) / Ductile Iron Pipes conforming to IS: 8329 excluding cost of pipes and specials : 400 mm dia Ductile Iron Class K-9 Pipes Data derived from 18.72.21 in DAR (PRICE Code: 100.14.7) | 241.4 | metre | PRICE Data | Others | Others
Conveying and laying S&S Centrifugally Cast (Spun) / Ductile Iron Pipes conforming to IS: 8329 excluding cost of pipes and specials : 450 mm dia Ductile Iron Class K-9 Pipes Data derived from 18.72.22 in DAR (PRICE Code: 100.14.8) | 283.85 | metre | PRICE Data | Others | Others
Conveying and laying S&S Centrifugally Cast (Spun) / Ductile Iron Pipes conforming to IS: 8329 excluding cost of pipes and specials : 500 mm dia Ductile Iron Class K-9 Pipes Data derived from 18.72.23 in DAR (PRICE Code: 100.14.9) | 326.3 | metre | PRICE Data | Others | Others
Conveying and laying S&S Centrifugally Cast (Spun) / Ductile Iron Pipes conforming to IS: 8329 excluding cost of pipes and specials : 600 mm dia Ductile Iron Class K-9 Pipes Data derived from 18.72.24 in DAR (PRICE Code: 100.14.10) | 430.85 | metre | PRICE Data | Others | Others
Conveying and laying S&S Centrifugally Cast (Spun) / Ductile Iron Pipes conforming to IS: 8329 excluding cost of pipes and specials : 700 mm dia Ductile Iron Class K-9 Pipes Data derived from 18.72.25 in DAR (PRICE Code: 100.14.11) | 528.3 | metre | PRICE Data | Others | Others
Conveying and laying S&S Centrifugally Cast (Spun) / Ductile Iron Pipes conforming to IS: 8329 excluding cost of pipes and specials : 750 mm dia Ductile Iron Class K-9 Pipes Data derived from 18.72.26 in DAR (PRICE Code: 100.14.12) | 622.4 | metre | PRICE Data | Others | Others
Conveying and laying S&S Centrifugally Cast (Spun) / Ductile Iron Pipes conforming to IS: 8329 excluding cost of pipes and specials : 800 mm dia Ductile Iron Class K-9 Pipes Data derived from 18.72.27 in DAR (PRICE Code: 100.14.13) | 700.55 | metre | PRICE Data | Others | Others
Conveying and laying S&S Centrifugally Cast (Spun) / Ductile Iron Pipes conforming to IS: 8329 excluding cost of pipes and specials : 900 mm dia Ductile Iron Class K-9 Pipes Data derived from 18.72.28 in DAR (PRICE Code: 100.14.14) | 824.85 | metre | PRICE Data | Others | Others
Conveying and laying S&S Centrifugally Cast (Spun) / Ductile Iron Pipes conforming to IS: 8329 excluding cost of pipes and specials : 1000 mm dia Ductile Iron Class K-9 Pipes Data derived from 18.72.29 in DAR (PRICE Code: 100.14.15) | 959.95 | metre | PRICE Data | Others | Others
Conveying and laying Double Flanged (Screwed / Welded) Centrifugally (Spun) Ductile Iron Pipes of Class K-9 conforming to IS: 8329:K-9 conforming to IS: 8329 excluding cost of pipe and specials: 100 mm dia Ductile Iron Double Flanged Data derived from 18.73.1 in DAR (PRICE Code: 100.15.1) | 52.65 | metre | PRICE Data | Others | Others
Conveying and laying Double Flanged (Screwed / Welded) Centrifugally (Spun) Ductile Iron Pipes of Class K-9 conforming to IS: 8329:K-9 conforming to IS: 8329 excluding cost of pipe and specials: 150 mm dia Ductile Iron Double Flanged Data derived from 18.73.2 in DAR (PRICE Code: 100.15.2) | 79.15 | metre | PRICE Data | Others | Others
Conveying and laying Double Flanged (Screwed / Welded) Centrifugally (Spun) Ductile Iron Pipes of Class K-9 conforming to IS: 8329:K-9 conforming to IS: 8329 excluding cost of pipe and specials: 200 mm dia Ductile Iron Double Flanged" Data derived from 18.73.3 in DAR (PRICE Code: 100.15.3) | 108.55 | metre | PRICE Data | Others | Others
Conveying and laying Double Flanged (Screwed / Welded) Centrifugally (Spun) Ductile Iron Pipes of Class K-9 conforming to IS: 8329:K-9 conforming to IS: 8329 excluding cost of pipe and specials: 250 mm dia Ductile Iron Double Flanged" Data derived from 18.73.4 in DAR (PRICE Code: 100.15.4) | 146.4 | metre | PRICE Data | Others | Others
"Conveying and laying Double Flanged (Screwed / Welded) Centrifugally (Spun) Ductile Iron Pipes of Class K-9 conforming to IS: 8329:K-9 conforming to IS: 8329 excluding cost of pipe and specials: 300 mm dia Ductile Iron Double Flanged" Data derived from 18.73.5 in DAR (PRICE Code: 100.15.5) | 187.8 | metre | PRICE Data | Others | Others
Conveying and laying Double Flanged (Screwed / Welded) Centrifugally (Spun) Ductile Iron Pipes of Class K-9 conforming to IS: 8329:K-9 conforming to IS: 8329 excluding cost of pipe and specials: 350 mm dia Ductile Iron Double Flanged" Data derived from 18.73.6 in DAR (PRICE Code: 100.15.6) | 227.25 | metre | PRICE Data | Others | Others
Conveying and laying Double Flanged (Screwed / Welded) Centrifugally (Spun) Ductile Iron Pipes of Class K-9 conforming to IS: 8329:K-9 conforming to IS: 8329 excluding cost of pipe and specials: 400 mm dia Ductile Iron Double Flanged" Data derived from 18.73.7 in DAR (PRICE Code: 100.15.7) | 271.7 | metre | PRICE Data | Others | Others
Conveying and laying Double Flanged (Screwed / Welded) Centrifugally (Spun) Ductile Iron Pipes of Class K-9 conforming to IS: 8329:K-9 conforming to IS: 8329 excluding cost of pipe and specials: 450 mm dia Ductile Iron Double Flanged" Data derived from 18.73.8 in DAR (PRICE Code: 100.15.8) | 322.45 | metre | PRICE Data | Others | Others
Conveying and laying Double Flanged (Screwed / Welded) Centrifugally (Spun) Ductile Iron Pipes of Class K-9 conforming to IS: 8329:K-9 conforming to IS: 8329 excluding cost of pipe and specials: 500 mm dia Ductile Iron Double Flanged" Data derived from 18.73.9 in DAR (PRICE Code: 100.15.9) | 368.8 | mm | PRICE Data | Others | Others
Conveying and laying Double Flanged (Screwed / Welded) Centrifugally (Spun) Ductile Iron Pipes of Class K-9 conforming to IS: 8329:K-9 conforming to IS: 8329 excluding cost of pipe and specials: 600 mm dia Ductile Iron Double Flanged" Data derived from 18.73.10 in DAR (PRICE Code: 100.15.10) | 500.4 | metre | PRICE Data | Others | Others
Conveying and laying Double Flanged (Screwed / Welded) Centrifugally (Spun) Ductile Iron Pipes of Class K-9 conforming to IS: 8329:K-9 conforming to IS: 8329 excluding cost of pipe and specials: 700 mm dia Ductile Iron Double Flanged" NEW Data derived from 18.73.11 in DAR (PRICE Code: 100.15.11) | 614.25 | metre | PRICE Data | Others | Others
Conveying and laying S&S centrifugally cast (spun) iron pipes (Class LA) conforming to IS - 1536 excluding cost of pipe and specials: 80 mm dia pipe (Ref. No. 18.27 in DAR) (PRICE Code: 100.16.1.1) | 38.1 | metre | PRICE Data | Others | Others
Conveying and laying S&S centrifugally cast (spun) iron pipes (Class LA) conforming to IS - 1536 excluding cost of pipe and specials: 100 mm dia pipe Data derived from 18.27.1 in DAR (PRICE Code: 100.16.1.2) | 48.05 | metre | PRICE Data | Others | Others
Conveying and laying S&S centrifugally cast (spun) iron pipes (Class LA) conforming to IS - 1536 excluding cost of pipe and specials: 125 mm dia pipe Data derived from 18.27.2 in DAR (PRICE Code: 100.16.1.3) | 62.7 | metre | PRICE Data | Others | Others
Conveying and laying S&S centrifugally cast (spun) iron pipes (Class LA) conforming to IS - 1536 excluding cost of pipe and specials: 150 mm dia pipe Data derived from 18.27.3 in DAR (PRICE Code: 100.16.1.4) | 78.25 | metre | PRICE Data | Others | Others
Conveying and laying S&S centrifugally cast (spun) iron pipes (Class LA) conforming to IS - 1536 excluding cost of pipe and specials: 200 mm dia pipe Data derived from 18.27.4 in DAR (PRICE Code: 100.16.1.5) | 115.2 | metre | PRICE Data | Others | Others
Conveying and laying S&S centrifugally cast (spun) iron pipes (Class LA) conforming to IS - 1536 excluding cost of pipe and specials: 250 mm dia pipe Data derived from 18.27.5 in DAR (PRICE Code: 100.16.1.6) | 155.8 | metre | PRICE Data | Others | Others
Conveying and laying S&S centrifugally cast (spun) iron pipes (Class LA) conforming to IS - 1536 excluding cost of pipe and specials: 300 mm dia pipe Data derived from 18.27.6 in DAR (PRICE Code: 100.16.1.7) | 200.2 | metre | PRICE Data | Others | Others
"Conveying and laying S&S centrifugally cast (spun) iron pipes (Class LA) conforming to IS - 1536 excluding cost of pipe and specials: 350 mm dia pipe Data derived from 18.27.7 in DAR (PRICE Code: 100.16.1.8) | 254.05 | metre | PRICE Data | Others | Others
Conveying and laying S&S centrifugally cast (spun) iron pipes (Class LA) conforming to IS - 1536 excluding cost of pipe and specials: 400 mm dia pipe Data derived from 18.27.8 in DAR (PRICE Code: 100.16.1.9) | 311.85 | metre | PRICE Data | Others | Others
Conveying and laying S&S centrifugally cast (spun) iron pipes (Class LA) conforming to IS - 1536 excluding cost of pipe and specials: 450 mm dia pipe Data derived from 18.27.9 in DAR (PRICE Code: 100.16.1.10) | 376.35 | metre | PRICE Data | Others | Others
Conveying and laying S&S centrifugally cast (spun) iron pipes (Class LA) conforming to IS - 1536 excluding cost of pipe and specials: 500 mm dia pipe Data derived from 18.27.10 in DAR (PRICE Code: 100.16.1.11) | 435.55 | metre | PRICE Data | Others | Others
Conveying and laying S&S centrifugally cast (spun) iron pipes (Class LA) conforming to IS - 1536 excluding cost of pipe and specials: 600 mm dia pipe Data derived from 18.27.11 in DAR (PRICE Code: 100.16.1.12) | 585.3 | metre | PRICE Data | Others | Others
Conveying and laying S&S centrifugally cast (spun) iron pipes (Class LA) conforming to IS - 1536 excluding cost of pipe and specials: 700 mm dia pipe (Ref. No. 18.27 in DAR) (PRICE Code: 100.16.1.13) | 742.55 | metre | PRICE Data | Others | Others
Laying S&S centrifugally cast (spun) iron pipes (Class LA) conforming to IS - 1536 : excluding cost of pipes and specials: 750 mm dia pipe (Ref. No. 18.27 in DAR) (PRICE Code: 100.16.1.14) | 826.35 | metre | PRICE Data | Others | Others
Conveying and laying S&S centrifugally cast (spun) iron pipes (Class LA) conforming to IS - 1536 excluding cost of pipe and specials: 800 mm dia pipe (Ref. No. 18.27 in DAR) (PRICE Code: 100.16.1.15) | 919.75 | metre | PRICE Data | Others | Others
Conveying and laying S&S centrifugally cast (spun) iron pipes (Class LA) conforming to IS - 1536 excluding cost of pipe and specials: 900 mm dia pipe (Ref. No. 18.27 in DAR) (PRICE Code: 100.16.1.16) | 1132.8 | metre | PRICE Data | Others | Others
Conveying and laying S&S centrifugally cast (spun) iron pipes (Class LA) conforming to IS - 1536 excluding cost of pipe and specials: 1000 mm dia pipe (Ref. No. 18.27 in DAR) (PRICE Code: 100.16.1.17) | 1369.45 | metre | PRICE Data | Others | Others
Conveying and laying S&S centrifugally cast (spun) iron pipes (Class A) conforming to IS - 1536 excluding cost of pipe and specials: 80 mm dia pipe (Ref. No. 18.27 in DAR) (PRICE Code: 100.16.2.1) | 42 | metre | PRICE Data | Others | Others
Conveying and laying S&S centrifugally cast (spun) iron pipes (Class A) conforming to IS - 1536 excluding cost of pipe and specials: 100 mm dia pipe (Ref. No. 18.27 in DAR) (PRICE Code: 100.16.2.2) | 52.65 | metre | PRICE Data | Others | Others
Conveying and laying S&S centrifugally cast (spun) iron pipes (Class A) conforming to IS - 1536 excluding cost of pipe and specials: 125 mm dia pipe (Ref. No. 18.27 in DAR) (PRICE Code: 100.16.2.3) | 68.2 | metre | PRICE Data | Others | Others
Conveying and laying S&S centrifugally cast (spun) iron pipes (Class A) conforming to IS - 1536 excluding cost of pipe and specials: 150 mm dia pipe (Ref. No. 18.27 in DAR) (PRICE Code: 100.16.2.4) | 85.35 | metre | PRICE Data | Others | Others
Conveying and laying S&S centrifugally cast (spun) iron pipes (Class A) conforming to IS - 1536 excluding cost of pipe and specials: 200 mm dia pipe (Ref. No. 18.27 in DAR) (PRICE Code: 100.16.2.5) | 124.35 | metre | PRICE Data | Others | Others
Conveying and laying S&S centrifugally cast (spun) iron pipes (Class A) conforming to IS - 1536 excluding cost of pipe and specials: 250 mm dia pipe (Ref. No. 18.27 in DAR) (PRICE Code: 100.16.2.6) | 168.65 | metre | PRICE Data | Others | Others
Conveying and laying S&S centrifugally cast (spun) iron pipes (Class A) conforming to IS - 1536 excluding cost of pipe and specials: 300 mm dia pipe (Ref. No. 18.27 in DAR) (PRICE Code: 100.16.2.7) | 217.85 | metre | PRICE Data | Others | Others
Conveying and laying S&S centrifugally cast (spun) iron pipes (Class A) conforming to IS - 1536 excluding cost of pipe and specials: 350 mm dia pipe (Ref. No. 18.27 in DAR) (PRICE Code: 100.16.2.8) | 274.05 | metre | PRICE Data | Others | Others
Conveying and laying S&S centrifugally cast (spun) iron pipes (Class A) conforming to IS - 1536 excluding cost of pipe and specials: 400 mm dia pipe (Ref. No. 18.27 in DAR) (PRICE Code: 100.16.2.9) | 338.45 | metre | PRICE Data | Others | Others
Conveying and laying S&S centrifugally cast (spun) iron pipes (Class A) conforming to IS - 1536 excluding cost of pipe and specials: 450 mm dia pipe (Ref. No. 18.27 in DAR) (PRICE Code: 100.16.2.10) | 410.55 | metre | PRICE Data | Others | Others
Conveying and laying S&S centrifugally cast (spun) iron pipes (Class A) conforming to IS - 1536 excluding cost of pipe and specials: 500 mm dia pipe (Ref. No. 18.27 in DAR) (PRICE Code: 100.16.2.11) | 471.8 | metre | PRICE Data | Others | Others
Conveying and laying S&S centrifugally cast (spun) iron pipes (Class A) conforming to IS - 1536 excluding cost of pipe and specials: 600 mm dia pipe (Ref. No. 18.27 in DAR) (PRICE Code: 100.16.2.12) | 634.85 | metre | PRICE Data | Others | Others
Conveying and laying S&S centrifugally cast (spun) iron pipes (Class A) conforming to IS - 1536 excluding cost of pipe and specials: 700 mm dia pipe (Ref. No. 18.27 in DAR) (PRICE Code: 100.16.2.13) | 807.2 | metre | PRICE Data | Others | Others
Conveying and laying S&S centrifugally cast (spun) iron pipes (Class A) conforming to IS - 1536 excluding cost of pipe and specials: 750 mm dia pipe (Ref. No. 18.27 in DAR) (PRICE Code: 100.16.2.14) | 899.35 | metre | PRICE Data | Others | Others
Conveying and laying S&S centrifugally cast (spun) iron pipes (Class A) conforming to IS - 1536 excluding cost of pipe and specials: 800 mm dia pipe (Ref. No. 18.27 in DAR) (PRICE Code: 100.16.2.15) | 998.2 | metre | PRICE Data | Others | Others
Conveying and laying S&S centrifugally cast (spun) iron pipes (Class A) conforming to IS - 1536 excluding cost of pipe and specials: 900 mm dia pipe (Ref. No. 18.27 in DAR) (PRICE Code: 100.16.2.16) | 1229.85 | metre | PRICE Data | Others | Others
Conveying and laying S&S centrifugally cast (spun) iron pipes (Class A) conforming to IS - 1536 excluding cost of pipe and specials: 1000 mm dia pipe (Ref. No. 18.27 in DAR) (PRICE Code: 100.16.2.17) | 1487.85 | metre | PRICE Data | Others | Others
Conveying and laying S&S centrifugally cast (spun) iron pipes (Class B) conforming to IS - 1536 excluding cost of pipe and specials: 80 mm dia pipe (Ref. No. 18.27 in DAR) (PRICE Code: 100.16.3.1) | 45.35 | metre | PRICE Data | Others | Others
Conveying and laying S&S centrifugally cast (spun) iron pipes (Class B) conforming to IS - 1536 excluding cost of pipe and specials: 100 mm dia pipe (Ref. No. 18.27 in DAR) (PRICE Code: 100.16.3.2) | 56.1 | metre | PRICE Data | Others | Others
Conveying and laying S&S centrifugally cast (spun) iron pipes (Class B) conforming to IS - 1536 excluding cost of pipe and specials: 125 mm dia pipe (Ref. No. 18.27 in DAR) (PRICE Code: 100.16.3.3) | 73.25 | metre | PRICE Data | Others | Others
Conveying and laying S&S centrifugally cast (spun) iron pipes (Class B) conforming to IS - 1536 excluding cost of pipe and special: 150 mm dia pipe (Ref. No. 18.27 in DAR) (PRICE Code: 100.16.3.4) | 91.55 | metre | PRICE Data | Others | Others
Conveying and laying S&S centrifugally cast (spun) iron pipes (Class B) conforming to IS - 1536 excluding cost of pipe and specials: 200 mm dia pipe (Ref. No. 18.27 in DAR) (PRICE Code: 100.16.3.5) | 134 | metre | PRICE Data | Others | Others
Conveying and laying S&S centrifugally cast (spun) iron pipes (Class B) conforming to IS - 1536 excluding cost of pipe and specials: 250 mm dia pipe (Ref. No. 18.27 in DAR) (PRICE Code: 100.16.3.6) | 177.4 | metre | PRICE Data | Others | Others
Conveying and laying S&S centrifugally cast (spun) iron pipes (Class B) conforming to IS - 1536 excluding cost of pipe and specials: 300 mm dia pipe (Ref. No. 18.27 in DAR) (PRICE Code: 100.16.3.7) | 234.85 | metre | PRICE Data | Others | Others
Conveying and laying S&S centrifugally cast (spun) iron pipes (Class B) conforming to IS - 1536 excluding cost of pipe and specials: 350 mm dia pipe (Ref. No. 18.27 in DAR) (PRICE Code: 100.16.3.8) | 295.8 | metre | PRICE Data | Others | Others
Conveying and laying S&S centrifugally cast (spun) iron pipes (Class B) conforming to IS - 1536 excluding cost of pipe and specials: 400 mm dia pipe (Ref. No. 18.27 in DAR) (PRICE Code: 100.16.3.9) | 363.45 | metre | PRICE Data | Others | Others
Conveying and laying S&S centrifugally cast (spun) iron pipes (Class B) conforming to IS - 1536 excluding cost of pipe and specials: 450 mm dia pipe (Ref. No. 18.27 in DAR) (PRICE Code: 100.16.3.10) | 440.6 | metre | PRICE Data | Others | Others
Conveying and laying S&S centrifugally cast (spun) iron pipes (Class B) conforming to IS - 1536 excluding cost of pipe and specials: 500 mm dia pipe (Ref. No. 18.27 in DAR) (PRICE Code: 100.16.3.11) | 508.05 | metre | PRICE Data | Others | Others
Conveying and laying S&S centrifugally cast (spun) iron pipes (Class B) conforming to IS - 1536 excluding cost of pipe and specials: 600 mm dia pipe (Ref. No. 18.27 in DAR) (PRICE Code: 100.16.3.12) | 684.15 | metre | PRICE Data | Others | Others
Conveying and laying S&S centrifugally cast (spun) iron pipes (Class B) conforming to IS - 1536 excluding cost of pipe and specials: 700 mm dia pipe (Ref. No. 18.27 in DAR) (PRICE Code: 100.16.3.13) | 868.5 | metre | PRICE Data | Others | Others
Conveying and laying S&S centrifugally cast (spun) iron pipes (Class B) conforming to IS - 1536 excluding cost of pipe and specials: 750 mm dia pipe (Ref. No. 18.27 in DAR) (PRICE Code: 100.16.3.14) | 971.95 | metre | PRICE Data | Others | Others
Conveying and laying S&S centrifugally cast (spun) iron pipes (Class B) conforming to IS - 1536 excluding cost of pipe and specials: 800 mm dia pipe (Ref. No. 18.27 in DAR) (PRICE Code: 100.16.3.15) | 1076.2 | metre | PRICE Data | Others | Others
Conveying and laying S&S centrifugally cast (spun) iron pipes (Class B) conforming to IS - 1536 excluding cost of pipe and specials: 900 mm dia pipe (Ref. No. 18.27 in DAR) (PRICE Code: 100.16.3.16) | 1327.1 | metre | PRICE Data | Others | Others
Conveying and laying S&S centrifugally cast (spun) iron pipes (Class B) conforming to IS - 1536 excluding cost of pipe and specials: 1000 mm dia pipe (Ref. No. 18.27 in DAR) (PRICE Code: 100.16.3.17) | 1597.95 | metre | PRICE Data | Others | Others
Conveying and laying Double Flanged (screwed / welded) Centrifugally (Spun) Cast Iron, Class B (IS : 1536) excluding cost of pipe and specials: 100 mm dia C.I.Double Fanged Pipe Data derived from 18.71.1 in DAR (PRICE Code: 100.17.1) | 64.55 | metre | PRICE Data | Others | Others
Conveying and laying Double Flanged (screwed / welded) Centrifugally (Spun) Cast Iron, Class B (IS : 1536) excluding cost of pipe and specials: 150 mm dia C.I.Double Fanged Pipe Data derived from 18.71.2 in DAR Data for 5 m (PRICE Code: 100.17.2) | 105.8 | metre | PRICE Data | Others | Others
Conveying and laying Double Flanged (screwed / welded) Centrifugally (Spun) Cast Iron, Class B (IS : 1536) excluding cost of pipe and specials: 200 mm dia C.I.Double Fanged Pipe Data derived from 18.71.3 in DAR Data for 5 m (PRICE Code: 100.17.3) | 153.05 | metre | PRICE Data | Others | Others
Conveying and laying Double Flanged (screwed / welded) Centrifugally (Spun) Cast Iron, Class B (IS : 1536) excluding cost of pipe and specials: 250 mm dia C.I.Double Fanged Pipe Data derived from 18.71.4 in DAR (PRICE Code: 100.17.4) | 206.05 | metre | PRICE Data | Others | Others
Conveying and laying Double Flanged (screwed / welded) Centrifugally (Spun) Cast Iron, Class B (IS : 1536) excluding cost of pipe and specials: 300 mm dia C.I.Double Fanged Pipe Data derived from 18.71.5 in DAR (PRICE Code: 100.17.5) | 264.9 | metre | PRICE Data | Others | Others
Conveying and laying Double Flanged (screwed / welded) Centrifugally (Spun) Cast Iron, Class B (IS : 1536) excluding cost of pipe and specials: 350 mm dia C.I.Double Fanged Pipe Data derived from 18.71.6 in DAR (PRICE Code: 100.17.6) | 329.1 | metre | PRICE Data | Others | Others
Conveying and laying Double Flanged (screwed / welded) Centrifugally (Spun) Cast Iron, Class B (IS : 1536) excluding cost of pipe and specials: 400 mm dia C.I.Double Fanged Pipe Data derived from 18.71.7 in DAR (PRICE Code: 100.17.7) | 406.6 | metre | PRICE Data | Others | Others
Conveying and laying Double Flanged (screwed / welded) Centrifugally (Spun) Cast Iron, Class B (IS : 1536) excluding cost of pipe and specials: 450 mm dia C.I.Double Fanged Pipe Data derived from 18.71.8 in DAR (PRICE Code: 100.17.8) | 491.75 | metre | PRICE Data | Others | Others
Conveying and laying Double Flanged (screwed / welded) Centrifugally (Spun) Cast Iron, Class B (IS : 1536) excluding cost of pipe and specials: 500 mm dia C.I.Double Fanged Pipe Data derived from 18.71.9 in DAR (PRICE Code: 100.17.9) | 567.9 | metre | PRICE Data | Others | Others
Conveying and laying Double Flanged (screwed / welded) Centrifugally (Spun) Cast Iron, Class B (IS : 1536) excluding cost of pipe and specials: 600 mm dia C.I.Double Fanged Pipe Data derived from 18.71.10 in DAR (PRICE Code: 100.17.10) | 767.45 | metre | PRICE Data | Others | Others
Providing lead caulked joints to spun iron or CI pipes and specials including testing of joints but excluding the cost of pig lead 80 mm diameter pipe. (Ref. Data: 18.28 in DAR 2014) (PRICE Code: 100.18.1) | 287.3 | joint | PRICE Data | Others | Others
"Providing lead caulked joints to spun iron or CI pipes and specials including testing of joints but excluding the cost of pig lead : 700 mm diameter pipe. (Ref. Data: 18.28 in DAR 2014) (PRICE Code: 100.18.2) | 2441.7 | joint | PRICE Data | Others | Others
Providing lead caulked joints to spun iron or CI pipes and specials including testing of joints but excluding the cost of pig lead : 750 mm diameter pipe. (Ref. Data: 18.28 in DAR 2014) (PRICE Code: 100.18.3) | 2754.5 | joint | PRICE Data | Others | Others
Providing lead caulked joints to spun iron or CI pipes and specials including testing of joints but excluding the cost of pig lead : 800 mm diameter pipe. (Ref. Data: 18.28 in DAR 2014) (PRICE Code: 100.18.4) | 3214.4 | joint | PRICE Data | Others | Others
Providing lead caulked joints to spun iron or CI pipes and specials including testing of joints but excluding the cost of pig lead : 900 mm diameter pipe. (Ref. Data: 18.28 in DAR 2014) (PRICE Code: 100.18.5) | 3556.55 | joint | PRICE Data | Others | Others
"Providing lead caulked joints to spun iron or CI pipes and specials including testing of joints but excluding the cost of pig lead : 1000 mm diameter pipe. (Ref. Data: 18.28 in DAR 2014) (PRICE Code: 100.18.6) | 4111.1 | joint | PRICE Data | Others | Others
"Providing flanged joints to double flanged CI/DI pipes and specials, including testing of joints : 700mm Diameter Pipe (Ref. Data: 18.30 in DAR 2014) (PRICE Code: 100.19.1) | 2261.9 | joint | PRICE Data | Others | Others
"Providing flanged joints to double flanged CI/DI pipes and specials, including testing of joints: 750mm Diameter Pipe (Ref. Data: 18.30 in DAR 2014) (PRICE Code: 100.19.2) | 2318.25 | metre | PRICE Data | Others | Others
"Providing flanged joints to double flanged CI/DI pipes and specials, including testing of joints : 800mm Diameter Pipe (Ref. Data: 18.30 in DAR 2014) (PRICE Code: 100.19.3) | 2923.25 | joint | PRICE Data | Others | Others
"Providing flanged joints to double flanged CI/DI pipes and specials, including testing of joints : 900mm Diameter Pipe (Ref. Data: 18.30 in DAR 2014) (PRICE Code: 100.19.4) | 3410.8 | joint | PRICE Data | Others | Others
Providing flanged joints to double flanged CI/DI pipes and specials, including testing of joints: 1000mm Diameter Pipe (Ref. Data: 18.30 in DAR 2014) (PRICE Code: 100.19.5) | 4353.4 | joint | PRICE Data | Others | Others
Jointing 80 mm C. I. pipes already laid to lines and levels in the trenches using hemp and lead wool including thoroughly cleaning the ends, centering the pipes, inserting lead wool after packing hemp tightly by caulking with tools of appropriate type to fill the joint space and consolidating as per specifications etc. to withstand the required pressure complete including conveyance charges for lead wool and hemp within initial lead, hire charges for tools and all other incidental charges (including cost of lead wool and hemp) (Ref. No. 608, PHED Data Book) (PRICE Code: 100.20.1) | 427 | joint | PRICE Data | Others | Others
Jointing 100 mm C. I. pipes already laid to lines and levels in the trenches using hemp and lead wool including thoroughly cleaning the ends,, centering-the pipes, inserting lead wool after packing hemp tightly by caulking- with tools of appropriate type to fill the joint space and consolidating as per specifications etc. to withstand the required pressure complete including conveyance charges for lead wool and hemp within initial lead, hire charges for tools and all other incidental charges (including cost of lead wool and hemp). "(Ref. No. 609, PHED Data Book) " (PRICE Code: 100.20.2) | 527.6 | joint | PRICE Data | Others | Others
Jointing 125 mm C. I. pipes already laid to lines and levels in the trenches using hemp and lead wool including thoroughly cleaning the ends,, centering-the pipes, inserting lead wool after packing hemp tightly by caulking- with tools of appropriate type to fill the joint space and consolidating as per specifications etc. to withstand the required pressure complete including conveyance charges for lead wool and hemp within initial lead, hire charges for tools and all other incidental charges (including cost of lead wool and hemp). "(Ref. No. 610, PHED Data Book) " (PRICE Code: 100.20.3) | 615.7 | each | PRICE Data | Others | Others
Jointing 150 mm C. I. pipes already laid to lines and levels in the trenches using hemp and lead wool including thoroughly cleaning the ends,, centering-the pipes, inserting lead wool after packing hemp tightly by caulking- with tools of appropriate type to fill the joint space and consolidating as per specifications etc. to withstand the required pressure complete including conveyance charges for lead wool and hemp within initial lead, hire charges for tools and all other incidental charges (including cost of lead wool and hemp). "(Ref. No. 611, PHED Data Book) " (PRICE Code: 100.20.4) | 817.7 | joint | PRICE Data | Others | Others
Jointing 200 mm C. I. pipes already laid to lines and levels in the trenches using hemp and lead wool including thoroughly cleaning the ends,, centering-the pipes, inserting lead wool after packing hemp tightly by caulking- with tools of appropriate type to fill the joint space and consolidating as per specifications etc. to withstand the required pressure complete including conveyance charges for lead wool and hemp within initial lead, hire charges for tools and all other incidental charges (including cost of lead wool and hemp). "(Ref. No. 612, PHED Data Book) " (PRICE Code: 100.20.5) | 1121.5 | joint | PRICE Data | Others | Others
Jointing 250 mm C. I. pipes already laid to lines and levels in the trenches using hemp and lead wool including thoroughly cleaning the ends,, centering-the pipes, inserting lead wool after packing hemp tightly by caulking- with tools of appropriate type to fill the joint space and consolidating as per specifications etc. to withstand the required pressure complete including conveyance charges for lead wool and hemp within initial lead, hire charges for tools and all other incidental charges (including cost of lead wool and hemp). "(Ref. No. 613, PHED Data Book) " (PRICE Code: 100.20.6) | 1613.2 | joint | PRICE Data | Others | Others
Jointing 300 mm C. I. pipes already laid to lines and levels in the trenches using hemp and lead wool including thoroughly cleaning the ends,, centering-the pipes, inserting lead wool after packing hemp tightly by caulking- with tools of appropriate type to fill the joint space and consolidating as per specifications etc. to withstand the required pressure complete including conveyance charges for lead wool and hemp within initial lead, hire charges for tools and all other incidental charges (including cost of lead wool and hemp). "(Ref. No. 614, PHED Data Book) " (PRICE Code: 100.20.7) | 1898.6 | joint | PRICE Data | Others | Others
Jointing 350 mm C. I. pipes already laid to lines and levels in the trenches using hemp and lead wool including thoroughly cleaning the ends,, centering-the pipes, inserting lead wool after packing hemp tightly by caulking- with tools of appropriate type to fill the joint space and consolidating as per specifications etc. to withstand the required pressure complete including conveyance charges for lead wool and hemp within initial lead, hire charges for tools and all other incidental charges (including cost of lead wool and hemp). "(Ref. No. 615, PHED Data Book) " (PRICE Code: 100.20.8) | 2316.35 | joint | PRICE Data | Others | Others
Jointing 400 mm C. I. pipes already laid to lines and levels in the trenches using hemp and lead wool including thoroughly cleaning the ends,, centering-the pipes, inserting lead wool after packing hemp tightly by caulking- with tools of appropriate type to fill the joint space and consolidating as per specifications etc. to withstand the required pressure complete including conveyance charges for lead wool and hemp within initial lead, hire charges for tools and all other incidental charges (including cost of lead wool and hemp). "(Ref. No. 616, PHED Data Book) " (PRICE Code: 100.20.9) | 2605.05 | joint | PRICE Data | Others | Others
Jointing 450 mm C. I. pipes already laid to lines and levels in the trenches using hemp and lead wool including thoroughly cleaning the ends,, centering-the pipes, inserting lead wool after packing hemp tightly by caulking- with tools of appropriate type to fill the joint space and consolidating as per specifications etc. to withstand the required pressure complete including conveyance charges for lead wool and hemp within initial lead, hire charges for tools and all other incidental charges (including cost of lead wool and hemp). "(Ref. No. 617, PHED Data Book) " (PRICE Code: 100.20.10) | 3106.2 | joint | PRICE Data | Others | Others
Jointing 500 mm C. I. pipes already laid to lines and levels in the trenches using hemp and lead wool including thoroughly cleaning the ends,, centering-the pipes, inserting lead wool after packing hemp tightly by caulking- with tools of appropriate type to fill the joint space and consolidating as per specifications etc. to withstand the required pressure complete including conveyance charges for lead wool and hemp within initial lead, hire charges for tools and all other incidental charges (including cost of lead wool and hemp). New Data (PRICE Code: 100.20.11) | 3415.85 | joint | PRICE Data | Others | Others
Jointing 600 mm C. I. pipes already laid to lines and levels in the trenches using hemp and lead wool including thoroughly cleaning the ends,, centering-the pipes, inserting lead wool after packing hemp tightly by caulking- with tools of appropriate type to fill the joint space and consolidating as per specifications etc. to withstand the required pressure complete including conveyance charges for lead wool and hemp within initial lead, hire charges for tools and all other incidental charges (including cost of lead wool and hemp). "(Ref. No. 618, PHED Data Book) " (PRICE Code: 100.20.12) | 4040.2 | joint | PRICE Data | Others | Others
Jointing 700 mm C. I. pipes already laid to lines and levels in the trenches using hemp and lead wool including thoroughly cleaning the ends,, centering-the pipes, inserting lead wool after packing hemp tightly by caulking- with tools of appropriate type to fill the joint space and consolidating as per specifications etc. to withstand the required pressure complete including conveyance charges for lead wool and hemp within initial lead, hire charges for tools and all other incidental charges (including cost of lead wool and hemp). NEW DATA arrived based on PHED Data 618 (PRICE Code: 100.20.13) | 4786.9 | joint | PRICE Data | Others | Others
Jointing 750 mm C. I. pipes already laid to lines and levels in the trenches using hemp and lead wool including thoroughly cleaning the ends,, centering-the pipes, inserting lead wool after packing hemp tightly by caulking- with tools of appropriate type to fill the joint space and consolidating as per specifications etc. to withstand the required pressure complete including conveyance charges for lead wool and hemp within initial lead, hire charges for tools and all other incidental charges (including cost of lead wool and hemp). NEW DATA arrived based on PHED Data 618 (PRICE Code: 100.20.14) | 5662.9 | joint | PRICE Data | Others | Others
Jointing 800 mm C. I. pipes already laid to lines and levels in the trenches using hemp and lead wool including thoroughly cleaning the ends,, centering-the pipes, inserting lead wool after packing hemp tightly by caulking- with tools of appropriate type to fill the joint space and consolidating as per specifications etc. to withstand the required pressure complete including conveyance charges for lead wool and hemp within initial lead, hire charges for tools and all other incidental charges (including cost of lead wool and hemp). NEW DATA arrived based on PHED Data 618 (PRICE Code: 100.20.15) | 6732.5 | joint | PRICE Data | Others | Others
Jointing 900 mm C. I. pipes already laid to lines and levels in the trenches using hemp and lead wool including thoroughly cleaning the ends,, centering-the pipes, inserting lead wool after packing hemp tightly by caulking- with tools of appropriate type to fill the joint space and consolidating as per specifications etc. to withstand the required pressure complete including conveyance charges for lead wool and hemp within initial lead, hire charges for tools and all other incidental charges (including cost of lead wool and hemp). NEW DATA arrived based on PHED Data 618 (PRICE Code: 100.20.16) | 8376.15 | joint | PRICE Data | Others | Others
Jointing 1000 mm C. I. pipes already laid to lines and levels in the trenches using hemp and lead wool including thoroughly cleaning the ends,, centering-the pipes, inserting lead wool after packing hemp tightly by caulking- with tools of appropriate type to fill the joint space and consolidating as per specifications etc. to withstand the required pressure complete including conveyance charges for lead wool and hemp within initial lead, hire charges for tools and all other incidental charges (including cost of lead wool and hemp). NEW DATA arrived based on PHED Data 618 (PRICE Code: 100.20.17) | 10174.95 | joint | PRICE Data | Others | Others
Jointing 80 mm C.I.Pipes already in trenches laid to lines and levels, using cement and hemp, first cleaning the joint thoroughly and caulking hemp thoroughly saturated in cement paste into the joints leaving a clear space of 50 to 60 mm and filling balance space with cement mortar 1:1 ,ramming and caulking with appropriate tools and finishing outside projecting at an angle of 45' to the face of pipe, cleaning the joints by wiping with cloth or gunny bag, curing the joint for a period ofnot less than l0 days, iniluding conveyance charges for the materials within initial lead etc., complete to make a water tight joint capable to withstand the required pressure (including cost of jointing materials). "(Ref. No. 639, PHED Data Book Vol. II) " (PRICE Code: 100.21.1) | 302.6 | joint | PRICE Data | Others | Others
Jointing 100 mm C.I.Pipes already in trenches laid to lines and levels, using cement and hemp, first cleaning the joint thoroughly and caulking hemp thoroughly saturated in cement paste into the joints leaving a clear space of 50 to 60 mm and filling balance space with cement mortar 1:1 ,ramming and caulking with appropriate tools and finishing outside projecting at an angle of 45' to the face of pipe, cleaning the joints by wiping with cloth or gunny bag, curing the joint for a period ofnot less than l0 days, iniluding conveyance charges for the materials within initial lead etc., complete to make a water tight joint capable to withstand the required pressure(including cost of jointing materials). "(Ref. No. 640, PHED Data Book Vol. II) " (PRICE Code: 100.21.2) | 336.55 | joint | PRICE Data | Others | Others
Jointing 125 mm C.I.Pipes already in trenches laid to lines and levels, using cement and hemp, first cleaning the joint thoroughly and caulking hemp thoroughly saturated in cement paste into the joints leaving a clear space of 50 to 60 mm and filling balance space with cement mortar 1:1 ,rimming and caulking with appropriate tools and finishing outside projecting at an angle of 45' to the face of pipe, cleaning the joints by wiping with cloth or gunny bag, curing the joint for a period ofnot less than l0 days, iniluding conveyance charges for the materials within initial lead etc., complete to make a water tight joint caPable to withstand the required pressure(including cost of jointing materials). "(Ref. No. 641, PHED Data Book Vol. II) " (PRICE Code: 100.21.3) | 362.05 | joint | PRICE Data | Others | Others
Jointing 150 mm C.I.Pipes already in trenches laid to lines and levels, using cement and hemp, first cleaning the joint thoroughly and caulking hemp thoroughly saturated in cement paste into the joints leaving a clear space of 50 to 60 mm and filling balance space with cement mortar 1:1 ,ramming and caulking with appropriate tools and finishing outside projecting at an angle of 45' to the face of pipe, cleaning the joints by wiping with cloth or gunny bag, curing the joint for a period ofnot less than l0 days, iniluding conveyance charges for the materials within initial lead etc., complete to make a water tight joint capable to withstand the required pressure (including cost of jointing materials). "(Ref. No. 642, PHED Data Book Vol. II) " (PRICE Code: 100.21.4) | 436.6 | joint | PRICE Data | Others | Others
Jointing 200 mm C.I.Pipes already in trenches laid to lines and levels, using cement and hemp, first cleaning the joint thoroughly and caulking hemp thoroughly saturated in cement paste into the joints leaving a clear space of 50 to 60 mm and filling balance space with cement mortar 1:1,ramming and caulking with appropriate tools and finishing outside projecting at an angle of 45' to the face of pipe, cleaning the joints by wiping with cloth or gunny bag, curing the joint for a period ofnot less than l0 days, iniluding conveyance charges for the materials within initial lead etc., complete to make a water tight joint capable to withstand the required pressure (including cost of jointing materials). "(Ref. No. 643, PHED Data Book Vol. II) " (PRICE Code: 100.21.5) | 571.65 | joint | PRICE Data | Others | Others
Jointing 250 mm C.I.Pipes already in trenches laid to lines and levels, using cement and hemp, first cleaning the joint thoroughly and caulking hemp thoroughly saturated in cement paste into the joints leaving a clear space of 50 to 60 mm and filling balance space with cement mortar 1:1 ,ramming and caulking with appropriate tools and finishing outside projecting at an angle of 45' to the face of pipe, cleaning the joints by wiping with cloth or gunny bag, curing the joint for a period ofnot less than l0 days, iniluding conveyance charges for the materials within initial lead etc., complete to make a water tight joint capable to withstand the required pressure (including cost of jointing materials). "(Ref. No. 644, PHED Data Book Vol. II) " (PRICE Code: 100.21.6) | 687.75 | joint | PRICE Data | Others | Others
Jointing 300 mm C.I.Pipes already in trenches laid to lines and levels, using cement and hemp, first cleaning the joint thoroughly and caulking hemp thoroughly saturated in cement paste into the joints leaving a clear space of 50 to 60 mm and filling balance space with cement mortar 1:1 ,ramming and caulking with appropriate tools and finishing outside projecting at an angle of 45' to the face of pipe, cleaning the joints by wiping with cloth or gunny bag, curing the joint for a period ofnot less than l0 days, iniluding conveyance charges for the materials within initial lead etc., complete to make a water tight joint capable to withstand the required pressure (including cost of jointing materials). "(Ref. No. 645, PHED Data Book Vol. II) " (PRICE Code: 100.21.7) | 786.85 | joint | PRICE Data | Others | Others
"Labour for cutting C.I. pipe with steel saw: 700 mm diameter C.I. pipe" Observed Data derived from item no.18.83.of DAR (PRICE Code: 100.22.1) | 1116.1 | each | PRICE Data | Others | Others
"Labour for cutting C.I. pipe with steel saw: 750 mm diameter C.I. pipe" Observed Data derived from item no.18.83.of DAR (PRICE Code: 100.22.2) | 1194.6 | each | PRICE Data | Others | Others
"Labour for cutting C.I. pipe with steel saw: 800 mm diameter C.I. pipe" Observed Data derived from item no.18.83.of DAR (PRICE Code: 100.22.3) | 1273.1 | each | PRICE Data | Others | Others
Labour for cutting C.I. pipe with steel saw: 900 mm diameter C.I. pipe Observed Data derived from item no.18.83.of DAR (PRICE Code: 100.22.4) | 1445.2 | each | PRICE Data | Others | Others
"Labour for cutting C.I. pipe with steel saw: 1000 mm diameter C.I. pipe" Observed Data derived from item no.18.83.of DAR (PRICE Code: 100.22.5) | 1602.25 | each | PRICE Data | Others | Others
"Labour for cutting C.I. pipe with steel saw: 1100 mm diameter C.I. pipe" Observed Data derived from item no.18.83.of DAR (PRICE Code: 100.22.6) | 1759.3 | each | PRICE Data | Others | Others
"Labour for cutting C.I. pipe with steel saw: 1200 mm diameter C.I. pipe" Observed Data derived from item no.18.83.of DAR (PRICE Code: 100.22.7) | 1931.35 | each | PRICE Data | Others | Others
"Labour for cutting C.I. pipe with steel saw: 1500 mm diameter C.I. pipe" Observed Data derived from item no.18.83.of DAR (PRICE Code: 100.22.8) | 2417.5 | each | PRICE Data | Others | Others
Laying 80 mm. A. C. pressure pipes class 5 Kg/cm2 / Class 10 Kg/cm2 after conveving within initial lead carefully lowering into trenches placing in position ready for jointing, lighting, watching and providing caution boards etc.,complete ( excluding cost of pipe). (Ref. No. 646, PHED Data Book) (PRICE Code: 100.23.1.1) | 63 | metre | PRICE Data | Others | Others
Laying 100 mm. A. C. pressure pipes class 5 Kg/cm2 / Class 10 Kg/cm2 after conveving within initial lead carefully lowering into trenches placing in position ready for jointing, lighting, watching and providing caution boards etc.,complete ( excluding cost of pipe). (Ref. No. 647, PHED Data Book) (PRICE Code: 100.23.1.2) | 86.35 | metre | PRICE Data | Others | Others
Laying 125 mm. A. C. pressure pipes class 5 Kg/cm2 / Class 10 Kg/cm2 after conveving within initial lead carefully lowering into trenches placing in position ready for jointing, lighting, watching and providing caution boards etc.,complete ( excluding cost of pipe). (Ref. No. 648, PHED Data Book) (PRICE Code: 100.23.1.3) | 92.45 | metre | PRICE Data | Others | Others
Laying 150 mm. A. C. pressure pipes class 5 Kg/cm2 / Class 10 Kg/cm2 after conveving within initial lead carefully lowering into trenches placing in position ready for jointing, lighting, watching and providing caution boards etc.,complete ( excluding cost of pipe).. (Ref. No. 649, PHED Data Book) (PRICE Code: 100.23.1.4) | 99.25 | metre | PRICE Data | Others | Others
Laying 175 mm. A. C. pressure pipes class 5 Kg/cm2 / Class 10 Kg/cm2 after conveving within initial lead carefully lowering into trenches placing in position ready for jointing, lighting, watching and providing caution boards etc.,complete ( excluding cost of pipe). (Ref. No. 650, PHED Data Book) (PRICE Code: 100.23.1.5) | 106.05 | metre | PRICE Data | Others | Others
Laying 200 mm. A. C. pressure pipes class 5 Kg/cm2 / Class 10 Kg/cm2 after conveving within initial lead carefully lowering into trenches placing in position ready for jointing, lighting, watching and providing caution boards etc.,complete ( excluding cost of pipe). (Ref. No. 651, PHED Data Book) (PRICE Code: 100.23.1.6) | 132.15 | metre | PRICE Data | Others | Others
Laying 225 mm. A. C. pressure pipes class 5 Kg/cm2 / Class 10 Kg/cm2 after conveving within initial lead carefully lowering into trenches placing in position ready for jointing, lighting, watching and providing caution boards etc.,complete ( excluding cost of pipe). (Ref. No. 652, PHED Data Book) (PRICE Code: 100.23.1.7) | 139.3 | metre | PRICE Data | Others | Others
Laying 250 mm. A. C. pressure pipes class 5 Kg/cm2 / Class 10 Kg/cm2 after conveving within initial lead carefully lowering into trenches placing in position ready for jointing, lighting, watching and providing caution boards etc.,complete ( excluding cost of pipe).. (Ref. No. 653, PHED Data Book) (PRICE Code: 100.23.1.8) | 147.85 | metre | PRICE Data | Others | Others
Laying 300 mm. A. C. pressure pipes class 5 Kg/cm2 / Class 10 Kg/cm2 after conveving within initial lead carefully lowering into trenches placing in position ready for jointing, lighting, watching and providing caution boards etc.,complete ( excluding cost of pipe). (Ref. No. 654, PHED Data Book) (PRICE Code: 100.23.1.9) | 191.25 | metre | PRICE Data | Others | Others
Laying 350 mm. A. C. pressure pipes class 5 Kg/cm2 / Class 10 Kg/cm2 after conveving within initial lead carefully lowering into trenches placing in position ready for jointing, lighting, watching and providing caution boards etc.,complete ( excluding cost of pipe). (Ref. No. 654(1), Technicl Circular 02) (PRICE Code: 100.23.1.10) | 219.4 | metre | PRICE Data | Others | Others
Laying 400 mm. A. C. pressure pipes class 5 Kg/cm2 / Class 10 Kg/cm2 after conveving within initial lead carefully lowering into trenches placing in position ready for jointing, lighting, watching and providing caution boards etc.,complete ( excluding cost of pipe). (Ref. No. 654(2), Technical Circular 02) (PRICE Code: 100.23.1.11) | 242.9 | metre | PRICE Data | Others | Others
Laying 450 mm. A. C. pressure pipes class 5 Kg/cm2 / Class 10 Kg/cm2 after conveving within initial lead carefully lowering into trenches placing in position ready for jointing, lighting, watching and providing caution boards etc.,complete ( excluding cost of pipe). (Ref. No. 654(3), Technical Circular 02) (PRICE Code: 100.23.1.12) | 261.95 | metre | PRICE Data | Others | Others
Laying 500 mm. A. C. pressure pipes class 5 Kg/cm2 / Class 10 Kg/cm2 after conveving within initial lead carefully lowering into trenches placing in position ready for jointing, lighting, watching and providing caution boards etc.,complete ( excluding cost of pipe). (Ref. No. 654(4), Technical Circular 02) (PRICE Code: 100.23.1.13) | 305.45 | metre | PRICE Data | Others | Others
Laying 600 mm. A. C. pressure pipes class 5 Kg/cm2 / Class 10 Kg/cm2 after conveving within initial lead carefully lowering into trenches placing in position ready for jointing, lighting, watching and providing caution boards etc.,complete ( excluding cost of pipe). (Ref. No. 654(5), Technical Circular 02) (PRICE Code: 100.23.1.14) | 361.6 | metre | PRICE Data | Others | Others
Laying 700 mm. A. C. pressure pipes class 5 Kg/cm2 / Class 10 Kg/cm2 after conveving within initial lead carefully lowering into trenches placing in position ready for jointing, lighting, watching and providing caution boards etc.,complete ( excluding cost of pipe). (Ref. No. 654(6), Technical Circular 02) (PRICE Code: 100.23.1.15) | 435.3 | metre | PRICE Data | Others | Others
Laying 80 mm. A. C. pressure pipes class 15 Kg/cm2 after conveving within initial lead carefully lowering into trenches placing in position ready for jointing, lighting, watching and providing caution boards etc.,complete ( excluding cost of pipe). (Ref. No. 655, PHED Data Book) (PRICE Code: 100.23.2.1) | 65 | metre | PRICE Data | Others | Others
Laying 100 mm. A. C. pressure pipes class 15 Kg/cm2 after conveving within initial lead carefully lowering into trenches placing in position ready for jointing, lighting, watching and providing caution boards etc.,complete ( excluding cost of pipe). (Ref. No. 656, PHED Data Book) (PRICE Code: 100.23.2.2) | 89.7 | metre | PRICE Data | Others | Others
Laying 125 mm. A. C. pressure pipes class 15 Kg/cm2 after conveving within initial lead carefully lowering into trenches placing in position ready for jointing, lighting, watching and providing caution boards etc.,complete ( excluding cost of pipe). (Ref. No. 657, PHED Data Book) (PRICE Code: 100.23.2.3) | 97.25 | metre | PRICE Data | Others | Others
Laying 150 mm. A. C. pressure pipes class 15 Kg/cm2 after conveving within initial lead carefully lowering into trenches placing in position ready for jointing, lighting, watching and providing caution boards etc.,complete ( excluding cost of pipe). (Ref. No. 658, PHED Data Book) (PRICE Code: 100.23.2.4) | 106.05 | metre | PRICE Data | Others | Others
Laying 175 mm. A. C. pressure pipes class 15 Kg/cm2 after conveving within initial lead carefully lowering into trenches placing in position ready for jointing, lighting, watching and providing caution boards etc.,complete ( excluding cost of pipe). (Ref. No. 659, PHED Data Book) (PRICE Code: 100.23.2.5) | 115.6 | metre | PRICE Data | Others | Others
Laying 200 mm. A. C. pressure pipes class 15 Kg/cm2 after conveving within initial lead carefully lowering into trenches placing in position ready for jointing, lighting, watching and providing caution boards etc.,complete ( excluding cost of pipe). (Ref. No. 660, PHED Data Book) (PRICE Code: 100.23.2.6) | 144.4 | metre | PRICE Data | Others | Others
Laying 225 mm. A. C. pressure pipes class 15 Kg/cm2 after conveving within initial lead carefully lowering into trenches placing in position ready for jointing, lighting, watching and providing caution boards etc.,complete ( excluding cost of pipe). (Ref. No. 661, PHED Data Book) (PRICE Code: 100.23.2.7) | 153.95 | metre | PRICE Data | Others | Others
Laying 250 mm. A. C. pressure pipes class 15 Kg/cm2 after conveving within initial lead carefully lowering into trenches placing in position ready for jointing, lighting, watching and providing caution boards etc.,complete ( excluding cost of pipe). (Ref. No. 662, PHED Data Book) (PRICE Code: 100.23.2.8) | 168.3 | metre | PRICE Data | Others | Others
Laying 300 mm. A. C. pressure pipes class 15 Kg/cm2 after conveving within initial lead carefully lowering into trenches placing in position ready for jointing, lighting, watching and providing caution boards etc.,complete ( excluding cost of pipe). (Ref. No. 663, PHED Data Book) (PRICE Code: 100.23.2.9) | 203.9 | metre | PRICE Data | Others | Others
Laying 350 mm. A. C. pressure pipes class 15 Kg/cm2 after conveving within initial lead carefully lowering into trenches placing in position ready for jointing, lighting, watching and providing caution boards etc.,complete ( excluding cost of pipe). (Ref. No. 663(1), Technical Circular 02) (PRICE Code: 100.23.2.10) | 230.45 | metre | PRICE Data | Others | Others
Laying 400 mm. A. C. pressure pipes class 15 Kg/cm2 after conveving within initial lead carefully lowering into trenches placing in position ready for jointing, lighting, watching and providing caution boards etc.,complete ( excluding cost of pipe). (Ref. No. 663(2), Technical Circular 02) (PRICE Code: 100.23.2.11) | 255.05 | metre | PRICE Data | Others | Others
Laying 450 mm. A. C. pressure pipes class 15 Kg/cm2 after conveving within initial lead carefully lowering into trenches placing in position ready for jointing, lighting, watching and providing caution boards etc.,complete. ( excluding cost of pipe). (Ref. No. 663(3), Technical Circular 02) (PRICE Code: 100.23.2.12) | 275.1 | metre | PRICE Data | Others | Others
Laying 500 mm. A. C. pressure pipes class 15 Kg/cm2 after conveving within initial lead carefully lowering into trenches placing in position ready for jointing, lighting, watching and providing caution boards etc.,complete ( excluding cost of pipe). (Ref. No. 663(4), Technical Circular 02) (PRICE Code: 100.23.2.13) | 320.7 | metre | PRICE Data | Others | Others
Laying 600 mm. A. C. pressure pipes class 15 Kg/cm2 after conveving within initial lead carefully lowering into trenches placing in position ready for jointing, lighting, watching and providing caution boards etc.,complete ( excluding cost of pipe). (Ref. No. 663(5), Technical Circular 02) (PRICE Code: 100.23.2.14) | 379.65 | metre | PRICE Data | Others | Others
Laying 700 mm. A. C. pressure pipes class 15 Kg/cm2 after conveving within initial lead carefully lowering into trenches placing in position ready for jointing, lighting, watching and providing caution boards etc.,complete ( excluding cost of pipe). (Ref. No. 663(6), Technical Circular 02) (PRICE Code: 100.23.2.15) | 457.1 | metre | PRICE Data | Others | Others
Laying 80 mm. A. C. pressure pipes class 20 Kg/cm2 after conveving within initial lead carefully lowering into trenches placing in position ready for jointing, lighting, watching and providing caution boards etc.,complete ( excluding cost of pipe). (Ref. No. 664, PHED Data Book) (PRICE Code: 100.23.3.1) | 66.35 | metre | PRICE Data | Others | Others
Laying 100 mm. A. C. pressure pipes class 20 Kg/cm2 after conveving within initial lead carefully lowering into trenches placing in position ready for jointing, lighting, watching and providing caution boards etc.,complete ( excluding cost of pipe). (Ref. No. 665, PHED Data Book) (PRICE Code: 100.23.3.2) | 91.05 | metre | PRICE Data | Others | Others
Laying 125 mm. A. C. pressure pipes class 20 Kg/cm2 after conveving within initial lead carefully lowering into trenches placing in position ready for jointing, lighting, watching and providing caution boards etc.,complete ( excluding cost of pipe). (Ref. No. 666, PHED Data Book) (PRICE Code: 100.23.3.3) | 99.95 | metre | PRICE Data | Others | Others
Laying 150 mm. A. C. pressure pipes class 20 Kg/cm2 after conveving within initial lead carefully lowering into trenches placing in position ready for jointing, lighting, watching and providing caution boards etc.,complete ( excluding cost of pipe). (Ref. No. 667, PHED Data Book) (PRICE Code: 100.23.3.4) | 110.15 | metre | PRICE Data | Others | Others
Laying 175 mm. A. C. pressure pipes class 20 Kg/cm2 after conveving within initial lead carefully lowering into trenches placing in position ready for jointing, lighting, watching and providing caution boards etc.,complete ( excluding cost of pipe). (Ref. No. 668, PHED Data Book) (PRICE Code: 100.23.3.5) | 122.4 | metre | PRICE Data | Others | Others
Laying 200 mm. A. C. pressure pipes class 20 Kg/cm2 after conveving within initial lead carefully lowering into trenches placing in position ready for jointing, lighting, watching and providing caution boards etc.,complete ( excluding cost of pipe). (Ref. No. 669, PHED Data Book) (PRICE Code: 100.23.3.6) | 155.3 | metre | PRICE Data | Others | Others
Laying 225 mm. A. C. pressure pipes class 20 Kg/cm2 after conveving within initial lead carefully lowering into trenches placing in position ready for jointing, lighting, watching and providing caution boards etc.,complete ( excluding cost of pipe). (Ref. No. 670, PHED Data Book) (PRICE Code: 100.23.3.7) | 164.85 | metre | PRICE Data | Others | Others
Laying 250 mm. A. C. pressure pipes class 20 Kg/cm2 after conveving within initial lead carefully lowering into trenches placing in position ready for jointing, lighting, watching and providing caution boards etc.,complete ( excluding cost of pipe). (Ref. No. 670(1) T.C dt.07.09.1994) (PRICE Code: 100.23.3.8) | 169.95 | metre | PRICE Data | Others | Others
Laying 300 mm. A. C. pressure pipes class 20 Kg/cm2 after conveving within initial lead carefully lowering into trenches placing in position ready for jointing, lighting, watching and providing caution boards etc.,complete ( excluding cost of pipe). (Ref. No. 670(2) T.C dt.07.09.1994) (PRICE Code: 100.23.3.9) | 219.85 | metre | PRICE Data | Others | Others
Laying 350 mm. A. C. pressure pipes class 20 Kg/cm2 after conveving within initial lead carefully lowering into trenches placing in position ready for jointing, lighting, watching and providing caution boards etc.,complete ( excluding cost of pipe). (Ref. No. 670(3) T.C dt.07.09.1994) (PRICE Code: 100.23.3.10) | 241.35 | metre | PRICE Data | Others | Others
Laying 400 mm. A. C. pressure pipes class 20 Kg/cm2 after conveving within initial lead carefully lowering into trenches placing in position ready for jointing, lighting, watching and providing caution boards etc.,complete ( excluding cost of pipe). (Ref. No. 670(4) T.C dt.07.09.1994) (PRICE Code: 100.23.3.11) | 267.15 | metre | PRICE Data | Others | Others
Laying 450 mm. A. C. pressure pipes class 20 Kg/cm2 after conveving within initial lead carefully lowering into trenches placing in position ready for jointing, lighting, watching and providing caution boards etc.,complete ( excluding cost of pipe). (Ref. No. 670(5) T.C dt.07.09.1994) (PRICE Code: 100.23.3.12) | 288.05 | metre | PRICE Data | Others | Others
Laying 500 mm. A. C. pressure pipes class 20 Kg/cm2 after conveving within initial lead carefully lowering into trenches placing in position ready for jointing, lighting, watching and providing caution boards etc.,complete ( excluding cost of pipe). (Ref. No. 670(6) T.C dt.07.09.1994) (PRICE Code: 100.23.3.13) | 335.9 | metre | PRICE Data | Others | Others
Laying 600 mm. A. C. pressure pipes class 20 Kg/cm2 after conveving within initial lead carefully lowering into trenches placing in position ready for jointing, lighting, watching and providing caution boards etc.,complete ( excluding cost of pipe). (Ref. No. 670(7) T.C dt.07.09.1994) (PRICE Code: 100.23.3.14) | 401.95 | metre | PRICE Data | Others | Others
Laying 700 mm. A. C. pressure pipes class 20 Kg/cm2 after conveving within initial lead carefully lowering into trenches placing in position ready for jointing, lighting, watching and providing caution boards etc.,complete ( excluding cost of pipe). (Ref. No. 670(8) T.C dt.07.09.1994) (PRICE Code: 100.23.3.15) | 478.75 | metre | PRICE Data | Others | Others
Laying 80 mm. A. C. pressure pipes class 25 Kg/cm2 after conveving within initial lead carefully lowering into trenches placing in position ready for jointing, lighting, watching and providing caution boards etc.,complete ( excluding cost of pipe). (Ref.No. 670A(1) T.C dt.07.09.1994) (PRICE Code: 100.23.4.1) | 72.35 | metre | PRICE Data | Others | Others
Laying 100 mm. A. C. pressure pipes class 25 Kg/cm2 after conveving within initial lead carefully lowering into trenches placing in position ready for jointing, lighting, watching and providing caution boards etc.,complete ( excluding cost of pipe). (Ref.No. 670A(2) T.C dt.07.09.1994) (PRICE Code: 100.23.4.2) | 99.2 | metre | PRICE Data | Others | Others
Laying 125 mm. A. C. pressure pipes class 25 Kg/cm2 after conveving within initial lead carefully lowering into trenches placing in position ready for jointing, lighting, watching and providing caution boards etc.,complete ( excluding cost of pipe). (Ref.No. 670A(3) T.C dt.07.09.1994) (PRICE Code: 100.23.4.3) | 106.25 | metre | PRICE Data | Others | Others
Laying 150 mm. A. C. pressure pipes class 25 Kg/cm2 after conveving within initial lead carefully lowering into trenches placing in position ready for jointing, lighting, watching and providing caution boards etc.,complete ( excluding cost of pipe). (Ref.No. 670A(4) T.C dt.07.09.1994) (PRICE Code: 100.23.4.4) | 114.05 | metre | PRICE Data | Others | Others
Laying 175 mm. A. C. pressure pipes class 25 Kg/cm2 after conveving within initial lead carefully lowering into trenches placing in position ready for jointing, lighting, watching and providing caution boards etc.,complete ( excluding cost of pipe). (Ref.No. 670A(5) T.C dt.07.09.1994) (PRICE Code: 100.23.4.5) | 121.9 | metre | PRICE Data | Others | Others
Laying 200 mm. A. C. pressure pipes class 25 Kg/cm2 after conveving within initial lead carefully lowering into trenches placing in position ready for jointing, lighting, watching and providing caution boards etc.,complete ( excluding cost of pipe). (Ref.No. 670A(6) T.C dt.07.09.1994) (PRICE Code: 100.23.4.6) | 151.9 | metre | PRICE Data | Others | Others
Laying 225 mm. A. C. pressure pipes class 25 Kg/cm2 after conveving within initial lead carefully lowering into trenches placing in position ready for jointing, lighting, watching and providing caution boards etc.,complete ( excluding cost of pipe). (Ref.No. 670A(7) T.C dt.07.09.1994) (PRICE Code: 100.23.4.7) | 160.2 | metre | PRICE Data | Others | Others
Laying 250 mm. A. C. pressure pipes class 25 Kg/cm2 after conveving within initial lead carefully lowering into trenches placing in position ready for jointing, lighting, watching and providing caution boards etc.,complete ( excluding cost of pipe). (Ref.No. 670A(8) T.C dt.07.09.1994) (PRICE Code: 100.23.4.8) | 170 | metre | PRICE Data | Others | Others
Laying 300 mm. A. C. pressure pipes class 25 Kg/cm2 after conveving within initial lead carefully lowering into trenches placing in position ready for jointing, lighting, watching and providing caution boards etc.,complete ( excluding cost of pipe). (Ref.No. 670A(9) T.C dt.07.09.1994) (PRICE Code: 100.23.4.9) | 219.85 | metre | PRICE Data | Others | Others
Laying 350 mm. A. C. pressure pipes class 25 Kg/cm2 after conveving within initial lead carefully lowering into trenches placing in position ready for jointing, lighting, watching and providing caution boards etc.,complete ( excluding cost of pipe). (Ref.No.670A(10)T.C dt.07.09.1994) (PRICE Code: 100.23.4.10) | 252.3 | metre | PRICE Data | Others | Others
Laying 400 mm. A. C. pressure pipes class 25 Kg/cm2 after conveving within initial lead carefully lowering into trenches placing in position ready for jointing, lighting, watching and providing caution boards etc.,complete ( excluding cost of pipe). (Ref.No.670A(11)T.C dt.07.09.1994) (PRICE Code: 100.23.4.11) | 279.25 | metre | PRICE Data | Others | Others
Laying 450 mm. A. C. pressure pipes class 25 Kg/cm2 after conveving within initial lead carefully lowering into trenches placing in position ready for jointing, lighting, watching and providing caution boards etc.,complete ( excluding cost of pipe). (Ref.No.670A(12)T.C dt.07.09.1994) (PRICE Code: 100.23.4.12) | 301.2 | metre | PRICE Data | Others | Others
Laying 500 mm. A. C. pressure pipes class 25 Kg/cm2 after conveving within initial lead carefully lowering into trenches placing in position ready for jointing, lighting, watching and providing caution boards etc.,complete ( excluding cost of pipe). (Ref.No.670A(13)T.C dt.07.09.1994) (PRICE Code: 100.23.4.13) | 351.2 | metre | PRICE Data | Others | Others
Laying 600 mm. A. C. pressure pipes class 25 Kg/cm2 after conveving within initial lead carefully lowering into trenches placing in position ready for jointing, lighting, watching and providing caution boards etc.,complete ( excluding cost of pipe). (Ref.No.670A(14)T.C dt.07.09.1994) (PRICE Code: 100.23.4.14) | 415.75 | metre | PRICE Data | Others | Others
Laying 700 mm. A. C. pressure pipes class 25 Kg/cm2 after conveving within initial lead carefully lowering into trenches placing in position ready for jointing, lighting, watching and providing caution boards etc.,complete ( excluding cost of pipe). (Ref.No.670A(15)T.C dt.07.09.1994) (PRICE Code: 100.23.4.15) | 500.55 | metre | PRICE Data | Others | Others
Jointing 80 mm A. C. pipes laid to lines and levels in the trenches using C. I. detachable or any available type of joints after cleaning the ends, centering the pipes inserting the joints and tightening including conveying the materials within initial lead and other sundries etc. complete to make a water tight joint capable ro withstand the required pressure (excluding cost of CID Joint). "(Ref. No. 671, PHED Data Book) " (PRICE Code: 100.24.1) | 69.55 | joint | PRICE Data | Others | Others
Jointing 100 mm A. C. pipes laid to lines and levels in the trenches using C. I. detachable or any available type of joints after cleaning the ends, centering the pipes inserting the joints and tightening including conveying the materials within initial lead and other sundries etc. complete to make a water tight joint capable to withstand the required pressure (excluding cost of CID Joint). "(Ref. No. 672, PHED Data Book) " (PRICE Code: 100.24.2) | 86.35 | joint | PRICE Data | Others | Others
Jointing 125 mm A. C. pipes laid to lines and levels in the trenches using C. I. detachable or any available type of joints after cleaning the ends, centering the pipes inserting the joints and tightening including conveying the materials within initial lead and other sundries etc. complete to make a water tight joint capable to withstand the required pressure(excluding cost of CID Joint). "(Ref. No. 673, PHED Data Book) " (PRICE Code: 100.24.3) | 103.15 | joint | PRICE Data | Others | Others
Jointing 150 mm A. C. pipes laid to lines and levels in the trenches using C. I. detachable or any available type of joints after cleaning the ends, centering the pipes inserting the joints and tightening including conveying the materials within initial lead and other sundries etc. complete to make a water tight joint capable 7o withstand the required pressure(excluding cost of CID Joint). "(Ref. No. 674, PHED Data Book) " (PRICE Code: 100.24.4) | 119.95 | joint | PRICE Data | Others | Others
Jointing 175 mm A. C. pipes laid to lines and levels in the trenches using C. I. detachable or any available type of joints after cleaning the ends, centering the pipes inserting the joints and tightening including conveying the materials within initial lead and other sundries etc. complete to make a water tight joint capable to withstand the required pressure (excluding cost of CID Joint). "(Ref. No. 675, PHED Data Book) " (PRICE Code: 100.24.5) | 139.1 | joint | PRICE Data | Others | Others
Jointing 200 mm A. C. pipes laid to lines and levels in the trenches using C. I. detachable or any available type of joints after cleaning the ends, centering the pipes inserting the joints and tightening including conveying the materials within initial lead and other sundries etc. complete to make a water tight joint capable to withstand the required pressure (excluding cost of CID Joint). "(Ref. No. 676, PHED Data Book) " (PRICE Code: 100.24.6) | 139.1 | joint | PRICE Data | Others | Others
Jointing 225 mm A. C. pipes laid to lines and levels in the trenches using C. I. detachable or any available type of joints after cleaning the ends, centering the pipes inserting the joints and tightening including conveying the materials within initial lead and other sundries etc. complete to make a water tight joint capable to withstand the required pressure (excluding cost of CID Joint). "(Ref. No. 677, PHED Data Book) " (PRICE Code: 100.24.7) | 155.9 | joint | PRICE Data | Others | Others
Jointing 250 mm A. C. pipes laid to lines and levels in the trenches using C. I. detachable or any available type of joints after cleaning the ends, centering the pipes inserting the joints and tightening including conveying the materials within initial lead and other sundries etc. complete to make a water tight joint capable to withstand the required pressure (excluding cost of CID Joint). "(Ref. No. 678, PHED Data Book) " (PRICE Code: 100.24.8) | 172.7 | joint | PRICE Data | Others | Others
Jointing 300 mm A. C. pipes laid to lines and levels in the trenches using C. I. detachable or any available type of joints after cleaning the ends, centering the pipes inserting the joints and tightening including conveying the materials within initial lead and other sundries etc. complete to make a water tight joint capable to withstand the required pressure (excluding cost of CID Joint). "(Ref. No. 679, PHED Data Book) " (PRICE Code: 100.24.9) | 208.65 | joint | PRICE Data | Others | Others
Jointing 350 mm A. C. pipes laid to lines and levels in the trenches using C. I. detachable or any available type of joints after cleaning the ends, centering the pipes inserting the joints and tightening including conveying the materials within initial lead and other sundries etc. complete to make a water tight joint capable to withstand the required pressure(excluding cost of CID Joint). "(Ref. No. 679(1) of T.C dt.07.09.1994) " (PRICE Code: 100.24.10) | 242.25 | joint | PRICE Data | Others | Others
Jointing 400 mm A. C. pipes laid to lines and levels in the trenches using C. I. detachable or any available type of joints after cleaning the ends, centering the pipes inserting the joints and tightening including conveying the materials within initial lead and other sundries etc. complete to make a water tight joint capable to withstand the required pressure(excluding cost of CID Joint). "(Ref. No. 679(2) of T.C dt.07.09.1994) " (PRICE Code: 100.24.11) | 280.55 | joint | PRICE Data | Others | Others
Jointing 450 mm A. C. pipes laid to lines and levels in the trenches using C. I. detachable or any available type of joints after cleaning the ends, centering the pipes inserting the joints and tightening including conveying the materials within initial lead and other sundries etc. complete to make a water tight joint capable to withstand the required pressure (excluding cost of CID Joint). "(Ref. No. 679(3) of T.C dt.07.09.1994) " (PRICE Code: 100.24.12) | 350.05 | joint | PRICE Data | Others | Others
Jointing 500 mm A. C. pipes laid to lines and levels in the trenches using C. I. detachable or any available type of joints after cleaning the ends, centering the pipes inserting the joints and tightening including conveying the materials within initial lead and other sundries etc. complete to make a water tight joint capable to withstand the required pressure (excluding cost of CID Joint). "(Ref. No. 679(4) of T.C dt.07.09.1994) " (PRICE Code: 100.24.13) | 421.95 | joint | PRICE Data | Others | Others
Jointing 600 mm A. C. pipes laid to lines and levels in the trenches using C. I. detachable or any available type of joints after cleaning the ends, centering the pipes inserting the joints and tightening including conveying the materials within initial lead and other sundries etc. complete to make a water tight joint capable to withstand the required pressure (excluding cost of CID Joint). (Ref. No. 679(5) of T.C dt.07.09.1994) (PRICE Code: 100.24.14) | 443.4 | joint | PRICE Data | Others | Others
Jointing 700 mm A. C. pipes laid to lines and levels in the trenches using C. I. detachable or any available type of joints after cleaning the ends, centering the pipes inserting the joints and tightening including conveying the materials within initial lead and other sundries etc. complete to make a water tight joint capable to withstand the required pressure (excluding cost of CID Joint). (Ref. No. 679(6) of T.C dt.07.09.1994) (PRICE Code: 100.24.15) | 539.05 | joint | PRICE Data | Others | Others
Cutting of 80 mm AC pipes of all classes diametrically, the cut being diametrically perpenticular to the axis of pipe and smoothening of the cut ends etc complete. "(Ref. No. 1103(1) of Technical Circular) " (PRICE Code: 100.25.1) | 92.65 | joint | PRICE Data | Others | Others
Cutting of 100 mm AC pipes of all classes diametrically, the cut being diametrically perpenticular to the axis of pipe and smoothening of the cut ends etc complete. "(Ref. No. 1103(2) of Technical Circular) " (PRICE Code: 100.25.2) | 122.75 | each | PRICE Data | Others | Others
Cutting of 125 mm AC pipes of all classes diametrically, the cut being diametrically perpenticular to the axis of pipe and smoothening of the cut ends etc complete. "(Ref. No. 1103(3) of Technical Circular) " (PRICE Code: 100.25.3) | 140.15 | each | PRICE Data | Others | Others
Cutting of 150 mm AC pipes of all classes diametrically, the cut being diametrically perpenticular to the axis of pipe and smoothening of the cut ends etc complete. "(Ref. No. 1103(4) of Technical Circular) " (PRICE Code: 100.25.4) | 170.25 | each | PRICE Data | Others | Others
Cutting of 200 mm AC pipes of all classes diametrically, the cut being diametrically perpenticular to the axis of pipe and smoothening of the cut ends etc complete. "(Ref. No. 1103(5) of Technical Circular) " (PRICE Code: 100.25.5) | 215.4 | each | PRICE Data | Others | Others
Cutting of 250 mm AC pipes of all classes diametrically, the cut being diametrically perpenticular to the axis of pipe and smoothening of the cut ends etc complete. "(Ref. No. 1103(6) of Technical Circular) " (PRICE Code: 100.25.6) | 245.5 | each | PRICE Data | Others | Others
Cutting of 300 mm AC pipes of all classes diametrically, the cut being diametrically perpenticular to the axis of pipe and smoothening of the cut ends etc complete. "(Ref. No. 1103(7) of Technical Circular 21-07-95) " (PRICE Code: 100.25.7) | 305.7 | each | PRICE Data | Others | Others
Cutting of 350 mm AC pipes of all classes diametrically, the cut being diametrically perpenticular to the axis of pipe and smoothening of the cut ends etc complete. "(Ref. No. 1103(8) of Technical Circular 21-07-95) " (PRICE Code: 100.25.8) | 383.3 | each | PRICE Data | Others | Others
Cutting of 400 mm AC pipes of all classes diametrically, the cut being diametrically perpenticular to the axis of pipe and smoothening of the cut ends etc complete. "(Ref. No. 1103(9) of Technical Circular 21-07-95) " (PRICE Code: 100.25.9) | 460.9 | each | PRICE Data | Others | Others
Cutting of 450 mm AC pipes of all classes diametrically, the cut being diametrically and perpenticular to the axis of pipe and smoothening of the cut ends etc complete. "(Ref. No. 1103(10) of Technical Circular) " (PRICE Code: 100.25.10) | 536.15 | each | PRICE Data | Others | Others
Cutting of 500 mm AC pipes of all classes diametrically, the cut being diametrically perpenticular to the axis of pipe and smoothening of the cut ends etc complete. "(Ref. No. 1103(11) of Technical Circular) " (PRICE Code: 100.25.11) | 611.4 | each | PRICE Data | Others | Others
Cutting of 600 mm AC pipes of all classes diametrically, the cut being diametrically perpenticular to the axis of pipe and smoothening of the cut ends etc complete. "(Ref. No. 1103(12) of Technical Circular) " (PRICE Code: 100.25.12) | 764.25 | each | PRICE Data | Others | Others
Cutting of 700 mm AC pipes of all classes diametrically, the cut being diametrically perpenticular to the axis of pipe and smoothening of the cut ends etc complete. "(Ref. No. 1103(13) of Technical Circular 21-07-95) " (PRICE Code: 100.25.13) | 992.4 | each | PRICE Data | Others | Others
"Laying 80 mm R. C. Pressure Pipes Class P1 including specials and fittings after conveying them within initial lead carefully iowering into trenches, placing in position ready for jointing including lighting, watching, fixing, caution boards etc. complete (excluding cost of pipe). " Observed Data derived from item no.692 of PHED DATA (PRICE Code: 100.26.1.1) | 104.25 | metre | PRICE Data | Others | Others
"Laying 100 mm R. C. Pressure Pipes Class P1 including specials and fittings after conveying them within initial lead carefully iowering into trenches, placing in position ready for jointing including lighting, watching, fixing, caution boards etc. complete (excluding cost of pipe). " Observed Data derived from item no.693 of PHED DATA (PRICE Code: 100.26.1.2) | 115.35 | metre | PRICE Data | Others | Others
"Laying 150 mm R. C. Pressure Pipes Class P1 including specials and fittings after conveying them within initial lead carefully iowering into trenches, placing in position ready for jointing including lighting, watching, fixing, caution boards etc. complete (excluding cost of pipe). " Observed Data derived from item no.694 of PHED DATA (PRICE Code: 100.26.1.3) | 133.25 | metre | PRICE Data | Others | Others
"Laying 250 mm R. C. Pressure Pipes Class P1 including specials and fittings after conveying them within initial lead carefully iowering into trenches, placing in position ready for jointing including lighting, watching, fixing, caution boards etc. complete (excluding cost of pipe).(excluding cost of pipe). " Observed Data derived from item no.695 of PHED DATA (PRICE Code: 100.26.1.4) | 157.95 | metre | PRICE Data | Others | Others
"Laying 300 mm R. C. Pressure Pipes Class P1 including specials and fittings after conveying them within initial lead carefully iowering into trenches, placing in position ready for jointing including lighting, watching, fixing, caution boards etc. complete (excluding cost of pipe). " Observed Data derived from item no.696 of PHED DATA (PRICE Code: 100.26.1.5) | 196.25 | metre | PRICE Data | Others | Others
"Laying 350 mm R. C. Pressure Pipes Class P1 including specials and fittings after conveying them within initial lead carefully iowering into trenches, placing in position ready for jointing including lighting, watching, fixing, caution boards etc. complete (excluding cost of pipe). " Observed Data derived from item no.697 of PHED DATA (PRICE Code: 100.26.1.6) | 214.15 | metre | PRICE Data | Others | Others
"Laying 400 mm R. C. Pressure Pipes Class P1 including specials and fittings after conveying them within initial lead carefully iowering into trenches, placing in position ready for jointing including lighting, watching, fixing, caution boards etc. complete (excluding cost of pipe). " Observed Data derived from item no.698 of PHED DATA (PRICE Code: 100.26.1.7) | 259.25 | metre | PRICE Data | Others | Others
"Laying 450 mm R. C. Pressure Pipes Class P1 including specials and fittings after conveying them within initial lead carefully iowering into trenches, placing in position ready for jointing including lighting, watching, fixing, caution boards etc. complete (excluding cost of pipe). " Observed Data derived from item no.699 of PHED DATA (PRICE Code: 100.26.1.8) | 283.95 | metre | PRICE Data | Others | Others
"Laying 500 mm R. C. Pressure Pipes Class P1 including specials and fittings after conveying them within initial lead carefully iowering into trenches, placing in position ready for jointing including lighting, watching, fixing, caution boards etc. complete (excluding cost of pipe). " Observed Data derived from item no.700 of PHED DATA (PRICE Code: 100.26.1.9) | 301.85 | metre | PRICE Data | Others | Others
"Laying 600 mm R. C. Pressure Pipes Class P1 including specials and fittings after conveying them within initial lead carefully iowering into trenches, placing in position ready for jointing including lighting, watching, fixing, caution boards etc. complete (excluding cost of pipe). " Observed Data derived from item no.701 of PHED DATA (PRICE Code: 100.26.1.10) | 374.2 | metre | PRICE Data | Others | Others
Laying 700 mm R. C. Pressure Pipes Class P1 including specials and fittings after conveying them within initial lead carefully iowering into trenches, placing in position ready for jointing including lighting, watching, fixing, caution boards etc. complete (excluding cost of pipe). " Observed Data derived from item no.702 of PHED DATA (PRICE Code: 100.26.1.11) | 419.3 | metre | PRICE Data | Others | Others
"Laying 800 mm R. C. Pressure Pipes Class P1 including specials and fittings after conveying them within initial lead carefully iowering into trenches, placing in position ready for jointing including lighting, watching, fixing, caution boards etc. complete (excluding cost of pipe). " Observed Data derived from item no.703 of PHED DATA (PRICE Code: 100.26.1.12) | 512.1 | metre | PRICE Data | Others | Others
"Laying 900 mm R. C. Pressure Pipes Class P1 including specials and fittings after conveying them within initial lead carefully iowering into trenches, placing in position ready for jointing including lighting, watching, fixing, caution boards etc. complete (excluding cost of pipe). " Observed Data derived from item no.704 of PHED DATA (PRICE Code: 100.26.1.13) | 618.45 | metre | PRICE Data | Others | Others
"Laying 1000 mm R. C. Pressure Pipes Class P1 including specials and fittings after conveying them within initial lead carefully iowering into trenches, placing in position ready for jointing including lighting, watching, fixing, caution boards etc. complete (excluding cost of pipe). " Observed Data derived from item no.705 of PHED DATA (PRICE Code: 100.26.1.14) | 724.8 | metre | PRICE Data | Others | Others
"Laying 1100 mm R. C. Pressure Pipes Class P1 including specials and fittings after conveying them within initial lead carefully iowering into trenches, placing in position ready for jointing including lighting, watching, fixing, caution boards etc. complete (excluding cost of pipe). " Observed Data derived from item no.706 of PHED DATA (PRICE Code: 100.26.1.15) | 865.2 | metre | PRICE Data | Others | Others
"Laying 1200 mm R. C. Pressure Pipes Class P1 including specials and fittings after conveying them within initial lead carefully iowering into trenches, placing in position ready for jointing including lighting, watching, fixing, caution boards etc. complete (excluding cost of pipe). " Observed Data derived from item no.707 of PHED DATA (PRICE Code: 100.26.1.16) | 1005.6 | metre | PRICE Data | Others | Others
"Laying 80 mm R. C. Pressure Pipes Class P2 including specials and fittings after conveying them within initial lead carefully iowering into trenches, placing in position ready for jointing including lighting, watching, fixing, caution boards etc. complete (excluding cost of pipe). " Observed Data derived from item no.708 of PHED DATA (PRICE Code: 100.26.2.1) | 115.35 | metre | PRICE Data | Others | Others
"Laying 100 mm R. C. Pressure Pipes Class P2 including specials and fittings after conveying them within initial lead carefully iowering into trenches, placing in position ready for jointing including lighting, watching, fixing, caution boards etc. complete (excluding cost of pipe). " Observed Data derived from item no.709 of PHED DATA (PRICE Code: 100.26.2.2) | 126.45 | metre | PRICE Data | Others | Others
"Laying 150 mm R. C. Pressure Pipes Class P2 including specials and fittings after conveying them within initial lead carefully iowering into trenches, placing in position ready for jointing including lighting, watching, fixing, caution boards etc. complete (excluding cost of pipe). " Observed Data derived from item no.710 of PHED DATA (PRICE Code: 100.26.2.3) | 144.35 | metre | PRICE Data | Others | Others
"Laying 250 mm R. C. Pressure Pipes Class P2 including specials and fittings after conveying them within initial lead carefully iowering into trenches, placing in position ready for jointing including lighting, watching, fixing, caution boards etc. complete (excluding cost of pipe). " Observed Data derived from item no.711 of PHED DATA (PRICE Code: 100.26.2.4) | 169.05 | metre | PRICE Data | Others | Others
"Laying 300 mm R. C. Pressure Pipes Class P2 including specials and fittings after conveying them within initial lead carefully iowering into trenches, placing in position ready for jointing including lighting, watching, fixing, caution boards etc. complete (excluding cost of pipe). " Observed Data derived from item no.712 of PHED DATA (PRICE Code: 100.26.2.5) | 234.55 | metre | PRICE Data | Others | Others
"Laying 350 mm R. C. Pressure Pipes Class P2 including specials and fittings after conveying them within initial lead carefully iowering into trenches, placing in position ready for jointing including lighting, watching, fixing, caution boards etc. complete (excluding cost of pipe). " Observed Data derived from item no.713 of PHED DATA (PRICE Code: 100.26.2.6) | 279.7 | metre | PRICE Data | Others | Others
"Laying 400 mm R. C. Pressure Pipes Class P2 including specials and fittings after conveying them within initial lead carefully iowering into trenches, placing in position ready for jointing including lighting, watching, fixing, caution boards etc. complete (excluding cost of pipe). " Observed Data derived from item no.714 of PHED DATA (PRICE Code: 100.26.2.7) | 331.6 | metre | PRICE Data | Others | Others
"Laying 450 mm R. C. Pressure Pipes Class P2 including specials and fittings after conveying them within initial lead carefully iowering into trenches, placing in position ready for jointing including lighting, watching, fixing, caution boards etc. complete (excluding cost of pipe). " Observed Data derived from item no.715 of PHED DATA (PRICE Code: 100.26.2.8) | 367.4 | metre | PRICE Data | Others | Others
"Laying 500 mm R. C. Pressure Pipes Class P2 including specials and fittings after conveying them within initial lead carefully iowering into trenches, placing in position ready for jointing including lighting, watching, fixing, caution boards etc. complete (excluding cost of pipe). " Observed Data derived from item no.716 of PHED DATA (PRICE Code: 100.26.2.9) | 426.15 | metre | PRICE Data | Others | Others
"Laying 600 mm R. C. Pressure Pipes Class P2 including specials and fittings after conveying them within initial lead carefully iowering into trenches, placing in position ready for jointing including lighting, watching, fixing, caution boards etc. complete (excluding cost of pipe). " Observed Data derived from item no.717 of PHED DATA (PRICE Code: 100.26.2.10) | 559.7 | metre | PRICE Data | Others | Others
"Laying 80 mm R. C. Pressure Pipes Class P3 including specials and fittings after conveying them within initial lead carefully iowering into trenches, placing in position ready for jointing including lighting, watching, fixing, caution boards etc. complete (excluding cost of pipe). " Observed Data derived from item no.718 of PHED DATA (PRICE Code: 100.26.3.1) | 126.45 | metre | PRICE Data | Others | Others
"Laying 100 mm R. C. Pressure Pipes Class P3 including specials and fittings after conveying them within initial lead carefully iowering into trenches, placing in position ready for jointing including lighting, watching, fixing, caution boards etc. complete (excluding cost of pipe). " Observed Data derived from item no.719 of PHED DATA (PRICE Code: 100.26.3.2) | 137.55 | metre | PRICE Data | Others | Others
"Laying 150 mm R. C. Pressure Pipes Class P3 including specials and fittings after conveying them within initial lead carefully iowering into trenches, placing in position ready for jointing including lighting, watching, fixing, caution boards etc., complete (excluding cost of pipe). " Observed Data derived from item no.720 of PHED DATA (PRICE Code: 100.26.3.3) | 155.4 | metre | PRICE Data | Others | Others
"Laying 250 mm R. C. Pressure Pipes Class P3 including specials and fittings after conveying them within initial lead carefully iowering into trenches, placing in position ready for jointing including lighting, watching, fixing, caution boards etc. complete (excluding cost of pipe). " Observed Data derived from item no.721 of PHED DATA (PRICE Code: 100.26.3.4) | 193.75 | metre | PRICE Data | Others | Others
Laying 300 mm R. C. Pressure Pipes Class P3 including specials and fittings after conveying them within initial lead carefully iowering into trenches, placing in position ready for jointing including lighting, watching, fixing, caution boards etc. complete (excluding cost of pipe). " Observed Data derived from item no.722 of PHED DATA (PRICE Code: 100.26.3.5) | 259.25 | metre | PRICE Data | Others | Others
Laying 350 mm R. C. Pressure Pipes Class P3 including specials and fittings after conveying them within initial lead carefully iowering into trenches, placing in position ready for jointing including lighting, watching, fixing, caution boards etc. complete (excluding cost of pipe). " Observed Data derived from item no.723 of PHED DATA (PRICE Code: 100.26.3.6) | 338.4 | metre | PRICE Data | Others | Others
"Laying 400 mm R. C. Pressure Pipes Class P3 including specials and fittings after conveying them within initial lead carefully iowering into trenches, placing in position ready for jointing including lighting, watching, fixing, caution boards etc. complete (excluding cost of pipe). " Observed Data derived from item no.724 of PHED DATA Details of Cost For 100 m (PRICE Code: 100.26.3.7) | 394.6 | metre | PRICE Data | Others | Others
Jointing 80mm R. C. pressure pipes Class P1 using collars, rubber rings and cement including thoroughly cleanining the ends, inserting collar and rubber ring and pushing the rubber ring into the space between the collar and pipe, sealing the joint with cement mortar 1:1.5 conveying charges for the materials within initial lead, hire charges for tools required and curing joints, etc., complete to make water tight joints capable of withstanding the required pressure (including cost of rubber ring and jointing materials but excluding cost of collars). Observed Data derived from item no.725 of PHED DATA (PRICE Code: 100.27.1.1) | 248.25 | joint | PRICE Data | Others | Others
Jointing 100mm R. C. pressure pipes Class P1 using collars, rubber rings and cement including thoroughly cleanining the ends, inserting collar and rubber ring and pushing the rubber ring into the space between the collar and pipe, sealing the joint with cement mortar 1:1.5 conveying charges for the materials within initial lead, hire charges for tools required and curing joints, etc., complete to make water tight joints capable of withstanding the required pressure (including cost of rubber ring and jointing materials but excluding cost of collars). Observed Data derived from item no.726 of PHED DATA (PRICE Code: 100.27.1.2) | 255.7 | joint | PRICE Data | Others | Others
Jointing 150mm R. C. pressure pipes Class P1 using collars, rubber rings and cement including thoroughly cleanining the ends, inserting collar and rubber ring and pushing the rubber ring into the space between the collar and pipe, sealing the joint with cement mortar 1:1.5 conveying charges for the materials within initial lead, hire charges for tools required and curing joints, etc., complete to make water tight joints capable of withstanding the required pressure (including cost of rubber ring and jointing materials but excluding cost of collars). 150mm dia (PRICE Code: 100.27.1.3) | 325.8 | joint | PRICE Data | Others | Others
Jointing 250mm R. C. pressure pipes Class P1 using collars, rubber rings and cement including thoroughly cleanining the ends, inserting collar and rubber ring and pushing the rubber ring into the space between the collar and pipe, sealing the joint with cement mortar 1:1.5 conveying charges for the materials within initial lead, hire charges for tools required and curing joints, etc., complete to make water tight joints capable of withstanding the required pressure (including cost of rubber ring and jointing materials but excluding cost of collars). Observed Data derived from item no.728 of PHED DATA (PRICE Code: 100.27.1.4) | 520.25 | joint | PRICE Data | Others | Others
Jointing 300mm R. C. pressure pipes Class P1 using collars, rubber rings and cement including thoroughly cleanining the ends, inserting collar and rubber ring and pushing the rubber ring into the space between the collar and pipe, sealing the joint with cement mortar 1:1.5 conveying charges for the materials within initial lead, hire charges for tools required and curing joints, etc., complete to make water tight joints capable of withstanding the required pressure (including cost of rubber ring and jointing materials but excluding cost of collars). Observed Data derived from item no.729 of PHED DATA (PRICE Code: 100.27.1.5) | 753.7 | joint | PRICE Data | Others | Others
Jointing 350mm R. C. pressure pipes Class P1 using collars, rubber rings and cement including thoroughly cleanining the ends, inserting collar and rubber ring and pushing the rubber ring into the space between the collar and pipe, sealing the joint with cement mortar 1:1.5 conveying charges for the materials within initial lead, hire charges for tools required and curing joints, etc., complete to make water tight joints capable of withstanding the required pressure (including cost of rubber ring and jointing materials but excluding cost of collars). Observed Data derived from item no.730 of PHED DATA (PRICE Code: 100.27.1.6) | 822 | joint | PRICE Data | Others | Others
Jointing 400mm R. C. pressure pipes Class P1 using collars, rubber rings and cement including thoroughly cleanining the ends, inserting collar and rubber ring and pushing the rubber ring into the space between the collar and pipe, sealing the joint with cement mortar 1:1.5 conveying charges for the materials within initial lead, hire charges for tools required and curing joints, etc., complete to make water tight joints capable of withstanding the required pressure (including cost of rubber ring and jointing materials but excluding cost of collars). Observed Data derived from item no.731 of PHED DATA (PRICE Code: 100.27.1.7) | 1095.6 | joint | PRICE Data | Others | Others
Jointing 450mm R. C. pressure pipes Class P1 using collars, rubber rings and cement including thoroughly cleanining the ends, inserting collar and rubber ring and pushing the rubber ring into the space between the collar and pipe, sealing the joint with cement mortar 1:1.5 conveying charges for the materials within initial lead, hire charges for tools required and curing joints, etc., complete to make water tight joints capable of withstanding the required pressure (including cost of rubber ring and jointing materials but excluding cost of collars). Observed Data derived from item no.732 of PHED DATA (PRICE Code: 100.27.1.8) | 1611.15 | metre | PRICE Data | Others | Others
Jointing 500mm R. C. pressure pipes Class P1 using collars, rubber rings and cement including thoroughly cleanining the ends, inserting collar and rubber ring and pushing the rubber ring into the space between the collar and pipe, sealing the joint with cement mortar 1:1.5 conveying charges for the materials within initial lead, hire charges for tools required and curing joints, etc., complete to make water tight joints capable of withstanding the required pressure (including cost of rubber ring and jointing materials but excluding cost of collars). Observed Data derived from item no.733 of PHED DATA (PRICE Code: 100.27.1.9) | 1749.95 | joint | PRICE Data | Others | Others
Jointing 600mm R. C. pressure pipes Class P1 using collars, rubber rings and cement including thoroughly cleanining the ends, inserting collar and rubber ring and pushing the rubber ring into the space between the collar and pipe, sealing the joint with cement mortar 1:1.5 conveying charges for the materials within initial lead, hire charges for tools required and curing joints, etc., complete to make water tight joints capable of withstanding the required pressure (including cost of rubber ring and jointing materials but excluding cost of collars). Observed Data derived from item no.734 of PHED DATA (PRICE Code: 100.27.1.10) | 2123.3 | joint | PRICE Data | Others | Others
Jointing 700mm R. C. pressure pipes Class P1 using collars, rubber rings and cement including thoroughly cleanining the ends, inserting collar and rubber ring and pushing the rubber ring into the space between the collar and pipe, sealing the joint with cement mortar 1:1.5 conveying charges for the materials within initial lead, hire charges for tools required and curing joints, etc., complete to make water tight joints capable of withstanding the required pressure (including cost of rubber ring and jointing materials but excluding cost of collars). Observed Data derived from item no.735 of PHED DATA (PRICE Code: 100.27.1.11) | 2736.05 | joint | PRICE Data | Others | Others
Jointing 800mm R. C. pressure pipes Class P1 using collars, rubber rings and cement including thoroughly cleanining the ends, inserting collar and rubber ring and pushing the rubber ring into the space between the collar and pipe, sealing the joint with cement mortar 1:1.5 conveying charges for the materials within initial lead, hire charges for tools required and curing joints, etc., complete to make water tight joints capable of withstanding the required pressure (including cost of rubber ring and jointing materials but excluding cost of collars). Observed Data derived from item no.736 of PHED DATA (PRICE Code: 100.27.1.12) | 3345.5 | joint | PRICE Data | Others | Others
Jointing 900mm R. C. pressure pipes Class P1 using collars, rubber rings and cement including thoroughly cleanining the ends, inserting collar and rubber ring and pushing the rubber ring into the space between the collar and pipe, sealing the joint with cement mortar 1:1.5 conveying charges for the materials within initial lead, hire charges for tools required and curing joints, etc., complete to make water tight joints capable of withstanding the required pressure (including cost of rubber ring and jointing materials but excluding cost of collars). Observed Data derived from item no.737 of PHED DATA (PRICE Code: 100.27.1.13) | 4092.2 | metre | PRICE Data | Others | Others
Jointing 1000mm R. C. pressure pipes Class P1 using collars, rubber rings and cement including thoroughly cleanining the ends, inserting collar and rubber ring and pushing the rubber ring into the space between the collar and pipe, sealing the joint with cement mortar 1:1.5 conveying charges for the materials within initial lead, hire charges for tools required and curing joints, etc., complete to make water tight joints capable of withstanding the required pressure (including cost of rubber ring and jointing materials but excluding cost of collars). Observed Data derived from item no.738 of PHED DATA (PRICE Code: 100.27.1.14) | 4703.7 | joint | PRICE Data | Others | Others
Jointing 1100mm R. C. pressure pipes Class P1 using collars, rubber rings and cement including thoroughly cleanining the ends, inserting collar and rubber ring and pushing the rubber ring into the space between the collar and pipe, sealing the joint with cement mortar 1:1.5 conveying charges for the materials within initial lead, hire charges for tools required and curing joints, etc., complete to make water tight joints capable of withstanding the required pressure (including cost of rubber ring and jointing materials but excluding cost of collars). Observed Data derived from item no.739 of PHED DATA (PRICE Code: 100.27.1.15) | 5960.3 | joint | PRICE Data | Others | Others
Jointing 1200mm R. C. pressure pipes Class P1 using collars, rubber rings and cement including thoroughly cleanining the ends, inserting collar and rubber ring and pushing the rubber ring into the space between the collar and pipe, sealing the joint with cement mortar 1:1.5 conveying charges for the materials within initial lead, hire charges for tools required and curing joints, etc., complete to make water tight joints capable of withstanding the required pressure (including cost of rubber ring and jointing materials but excluding cost of collars). Observed Data derived from item no.740 of PHED DATA (PRICE Code: 100.27.1.16) | 6450.45 | joint | PRICE Data | Others | Others
Jointing 80mm R. C. pressure pipes Class P2 using collars, rubber rings and cement including thoroughly cleanining the ends, inserting collar and rubber ring and pushing the rubber ring into the space between the collar and pipe, sealing the joint with cement mortar 1:1.5 conveying charges for the materials within initial lead, hire charges for tools required and curing joints, etc., complete to make water tight joints capable of withstanding the required pressure (including cost of rubber ring and cost of jointing materials but excluding cost of collar). Observed Data derived from item no.741 of PHED DATA (PRICE Code: 100.27.2.1) | 251.8 | joint | PRICE Data | Others | Others
"Jointing 100mm R. C. pressure pipes Class P2 using collars, rubber rings and cement including thoroughly cleanining the ends, inserting collar and rubber ring and pushing the rubber ring into the space between the collar and pipe, sealing the joint with cement mortar 1:1.5 conveying charges for the materials within initial lead, hire charges for tools required and curing joints, etc., complete to make water tight joints capable of withstanding the required pressure(including cost of rubber ring and cost of jointing materials but excluding cost of collar). " Observed Data derived from item no.742 of PHED DATA (PRICE Code: 100.27.2.2) | 255.75 | joint | PRICE Data | Others | Others
Jointing 150mm R. C. pressure pipes Class P2 using collars, rubber rings and cement including thoroughly cleanining the ends, inserting collar and rubber ring and pushing the rubber ring into the space between the collar and pipe, sealing the joint with cement mortar 1:1.5 conveying charges for the materials within initial lead, hire charges for tools required and curing joints, etc., complete to make water tight joints capable of withstanding the required pressure(including cost of rubber ring and cost of jointing materials but excluding cost of collar). Observed Data derived from item no.743 of PHED DATA (PRICE Code: 100.27.2.3) | 319.95 | joint | PRICE Data | Others | Others
Jointing 250mm R. C. pressure pipes Class P2 using collars, rubber rings and cement including thoroughly cleanining the ends, inserting collar and rubber ring and pushing the rubber ring into the space between the collar and pipe, sealing the joint with cement mortar 1:1.5 conveying charges for the materials within initial lead, hire charges for tools required and curing joints, etc., complete to make water tight joints capable of withstanding the required pressure(including cost of rubber ring and cost of jointing materials but excluding cost of collar). Observed Data derived from item no.744 of PHED DATA (PRICE Code: 100.27.2.4) | 521.9 | joint | PRICE Data | Others | Others
"Jointing 300mm R. C. pressure pipes Class P2 using collars, rubber rings and cement including thoroughly cleanining the ends, inserting collar and rubber ring and pushing the rubber ring into the space between the collar and pipe, sealing the joint with cement mortar 1:1.5 conveying charges for the materials within initial lead, hire charges for tools required and curing joints, etc., complete to make water tight joints capable of withstanding the required pressure(including cost of rubber ring and cost of jointing materials but excluding cost of collar). " Observed Data derived from item no.745 of PHED DATA (PRICE Code: 100.27.2.5) | 748.7 | joint | PRICE Data | Others | Others
Jointing 350mm R. C. pressure pipes Class P2 using collars, rubber rings and cement including thoroughly cleanining the ends, inserting collar and rubber ring and pushing the rubber ring into the space between the collar and pipe, sealing the joint with cement mortar 1:1.5 conveying charges for the materials within initial lead, hire charges for tools required and curing joints, etc., complete to make water tight joints capable of withstanding the required pressure(including cost of rubber ring and cost of jointing materials but excluding cost of collar). Observed Data derived from item no.746 of PHED DATA (PRICE Code: 100.27.2.6) | 819.25 | joint | PRICE Data | Others | Others
Jointing 400mm R. C. pressure pipes Class P2 using collars, rubber rings and cement including thoroughly cleanining the ends, inserting collar and rubber ring and pushing the rubber ring into the space between the collar and pipe, sealing the joint with cement mortar 1:1.5 conveying charges for the materials within initial lead, hire charges for tools required and curing joints, etc., complete to make water tight joints capable of withstanding the required pressure(including cost of rubber ring and cost of jointing materials but excluding cost of collar). Observed Data derived from item no.747 of PHED DATA (PRICE Code: 100.27.2.7) | 1130.95 | joint | PRICE Data | Others | Others
"Jointing 450mm R. C. pressure pipes Class P2 using collars, rubber rings and cement including thoroughly cleanining the ends, inserting collar and rubber ring and pushing the rubber ring into the space between the collar and pipe, sealing the joint with cement mortar 1:1.5 conveying charges for the materials within initial lead, hire charges for tools required and curing joints, etc., complete to make water tight joints capable of withstanding the required pressure(including cost of rubber ring and cost of jointing materials but excluding cost of collar). " Observed Data derived from item no.748 of PHED DATA (PRICE Code: 100.27.2.8) | 1668.75 | joint | PRICE Data | Others | Others
Jointing 500mm R. C. pressure pipes Class P2 using collars, rubber rings and cement including thoroughly cleanining the ends, inserting collar and rubber ring and pushing the rubber ring into the space between the collar and pipe, sealing the joint with cement mortar 1:1.5 conveying charges for the materials within initial lead, hire charges for tools required and curing joints, etc., complete to make water tight joints capable of withstanding the required pressure(including cost of rubber ring and cost of jointing materials but excluding cost of collar). Observed Data derived from item no.749 of PHED DATA (PRICE Code: 100.27.2.9) | 1824.45 | joint | PRICE Data | Others | Others
Jointing 600mm R. C. pressure pipes Class P2 using collars, rubber rings and cement including thoroughly cleanining the ends, inserting collar and rubber ring and pushing the rubber ring into the space between the collar and pipe, sealing the joint with cement mortar 1:1.5 conveying charges for the materials within initial lead, hire charges for tools required and curing joints, etc., complete to make water tight joints capable of withstanding the required pressure(including cost of rubber ring and cost of jointing materials but excluding cost of collar). Observed Data derived from item no.750 of PHED DATA (PRICE Code: 100.27.2.10) | 2215.65 | joint | PRICE Data | Others | Others
"Jointing 80mm R. C. pressure pipes Class P3 using collars, rubber rings and cement including thoroughly cleanining the ends, inserting collar and rubber ring and pushing the rubber ring into the space between the collar and pipe, sealing the joint with cement mortar 1:1.5 conveying charges for the materials within initial lead, hire charges for tools required and curing joints, etc., complete to make water tight joints capable of withstanding the required pressure(including cost of rubber ring and cost of jointing materials but excluding cost of collar). " Observed Data derived from item no.751 of PHED DATA (PRICE Code: 100.27.3.1) | 251.8 | joint | PRICE Data | Others | Others
Jointing 100mm R. C. pressure pipes Class P3 using collars, rubber rings and cement including thoroughly cleanining the ends, inserting collar and rubber ring and pushing the rubber ring into the space between the collar and pipe, sealing the joint with cement mortar 1:1.5 conveying charges for the materials within initial lead, hire charges for tools required and curing joints, etc., complete to make water tight joints capable of withstanding the required pressure(including cost of rubber ring and cost of jointing materials but excluding cost of collar). Observed Data derived from item no.752 of PHED DATA (PRICE Code: 100.27.3.2) | 255.75 | joint | PRICE Data | Others | Others
"JJointing 150mm R. C. pressure pipes Class P3 using collars, rubber rings and cement including thoroughly cleanining the ends, inserting collar and rubber ring and pushing the rubber ring into the space between the collar and pipe, sealing the joint with cement mortar 1:1.5 conveying charges for the materials within initial lead, hire charges for tools required and curing joints, etc., complete to make water tight joints capable of withstanding the required pressure(including cost of rubber ring and cost of jointing materials but excluding cost of collar). " Observed Data derived from item no.753 of PHED DATA Details of Cost For 100 Joints (PRICE Code: 100.27.3.3) | 319.95 | joint | PRICE Data | Others | Others
"Jointing 250mm R. C. pressure pipes Class P3 using collars, rubber rings and cement including thoroughly cleanining the ends, inserting collar and rubber ring and pushing the rubber ring into the space between the collar and pipe, sealing the joint with cement mortar 1:1.5 conveying charges for the materials within initial lead, hire charges for tools required and curing joints, etc., complete to make water tight joints capable of withstanding the required pressure(including cost of rubber ring and cost of jointing materials but excluding cost of collar). " Observed Data derived from item no.754 of PHED DATA (PRICE Code: 100.27.3.4) | 533 | joint | PRICE Data | Others | Others
Jointing 300mm R. C. pressure pipes Class P3 using collars, rubber rings and cement including thoroughly cleanining the ends, inserting collar and rubber ring and pushing the rubber ring into the space between the collar and pipe, sealing the joint with cement mortar 1:1.5 conveying charges for the materials within initial lead, hire charges for tools required and curing joints, etc., complete to make water tight joints capable of withstanding the required pressure(including cost of rubber ring and cost of jointing materials but excluding cost of collar). Observed Data derived from item no.755 of PHED DATA (PRICE Code: 100.27.3.5) | 761.3 | joint | PRICE Data | Others | Others
Jointing 350mm R. C. pressure pipes Class P3 using collars, rubber rings and cement including thoroughly cleanining the ends, inserting collar and rubber ring and pushing the rubber ring into the space between the collar and pipe, sealing the joint with cement mortar 1:1.5 conveying charges for the materials within initial lead, hire charges for tools required and curing joints, etc., complete to make water tight joints capable of withstanding the required pressure(including cost of rubber ring and cost of jointing materials but excluding cost of collar). Observed Data derived from item no.756 of PHED DATA (PRICE Code: 100.27.3.6) | 842.9 | joint | PRICE Data | Others | Others
Jointing 400mm R. C. pressure pipes Class P3 using collars, rubber rings and cement including thoroughly cleanining the ends, inserting collar and rubber ring and pushing the rubber ring into the space between the collar and pipe, sealing the joint with cement mortar 1:1.5 conveying charges for the materials within initial lead, hire charges for tools required and curing joints, etc., complete to make water tight joints capable of withstanding the required pressure(including cost of rubber ring and cost of jointing materials but excluding cost of collar). Observed Data derived from item no.757 of PHED DATA (PRICE Code: 100.27.3.7) | 1153.25 | joint | PRICE Data | Others | Others
Laying 400 mm R. C. C. pre-stressed premo pipe after conveying the pipes etc. within initial lead, thoroughly cleaning the inside of pipes and specials, lowering them into trenches, carefully placing in position so that the barrel completely rests evenly on the ground by using mechanical devices such as shear legs, pully block or movable crane etc. to lines and levels ready for jointing including hire charges for tools and implements required for lowering the pipes into trenches, lighting, watching, fixing caution boards etc. Complete (excluding cost of Pipe and specials). "(Ref. No. 680, PHED Data Book) " (PRICE Code: 100.28.1) | 317.3 | metre | PRICE Data | Others | Others
Laying 500 mm R. C. C. pre-stressed premo pipe after conveying the pipes etc. within initial lead, thoroughly cleaning the inside of pipes and specials, lowering them into trenches, carefully placing in position so that the barrel completely rests evenly on the ground by using mechanical devices such as shear legs, pully block or movable crane etc. to lines and levels ready for jointing including hire charges for tools and implements required for lowering the pipes into trenches, lighting, watching, fixing caution boards etc. Complete (excluding cost of Pipe and specials). "(Ref. No. 681, PHED Data Book) " (PRICE Code: 100.28.2) | 376.05 | metre | PRICE Data | Others | Others
Laying 600 mm R. C. C. pre-stressed premo pipe after conveying the pipes etc. within initial lead, thoroughly cleaning the inside of pipes and specials, lowering them into trenches, carefully placing in position so that the barrel completely rests evenly on the ground by using mechanical devices such as shear legs, pully block or movable crane etc. to lines and levels ready for jointing including hire charges for tools and implements required for lowering the pipes into trenches, lighting, watching, fixing caution boards etc. Complete (excluding cost of Pipe and specials). "(Ref. No. 682, PHED Data Book) " (PRICE Code: 100.28.3) | 416.9 | metre | PRICE Data | Others | Others
Laying 700 mm R. C. C. pre-stressed premo pipe after conveying the pipes etc. within initial lead, thoroughly cleaning the inside of pipes and specials, lowering them into trenches, carefully placing in position so that the barrel completely rests evenly on the ground by using mechanical devices such as shear legs, pully block or movable crane etc. to lines and levels ready for jointing including hire charges for tools and implements required for lowering the pipes into trenches, lighting, watching, fixing caution boards etc. Complete (excluding cost of Pipe and specials). "(Ref. No. 683, PHED Data Book) " Details of Cost For 100m. (PRICE Code: 100.28.4) | 490.6 | metre | PRICE Data | Others | Others
Laying 800 mm R. C. C. pre-stressed premo pipe after conveying the pipes etc. within initial lead, thoroughly cleaning the inside of pipes and specials, lowering them into trenches, carefully placing in position so that the barrel completely rests evenly on the ground by using mechanical devices such as shear legs, pully block or movable crane etc. to lines and levels ready for jointing including hire charges for tools and implements required for lowering the pipes into trenches, lighting, watching, fixing caution boards etc. Complete (excluding cost of Pipe and specials). "(Ref. No. 684, PHED Data Book) " (PRICE Code: 100.28.5) | 577.9 | metre | PRICE Data | Others | Others
Laying 900 mm R. C. C. pre-stressed premo pipe after conveying the pipes etc. within initial lead, thoroughly cleaning the inside of pipes and specials, lowering them into trenches, carefully placing in position so that the barrel completely rests evenly on the ground by using mechanical devices such as shear legs, pully block or movable crane etc. to lines and levels ready for jointing including hire charges for tools and implements required for lowering the pipes into trenches, lighting, watching, fixing caution boards etc. Complete (excluding cost of Pipe and specials). "(Ref. No. 685, PHED Data Book) " (PRICE Code: 100.28.6) | 689.7 | metre | PRICE Data | Others | Others
Jointing 400 mm Pre-stressed Premo Pipes already laid to lines and levels in the trenches using rubber rings (Gaskets) and cement after thoroughly cleaning the ends of the pipes, inserting the rubber rings at the spigot end (of the second pipe) and pushing the ring with the spigot end tightly into socket of the preceeding wipe without the rubber ring getting twisted as it rolls into the annular space formed between the two surfaces of spigot and socket and filling the gap inside the joint using cement mortar 1 :2 including conveying charges for the jointing materials within initial lead, hire for tools etc. complete to make water tight joint capable of withstanding the required pressure (including cost of rubber ring and jointing materials). "(Ref. No. 686, PHED Data Book)" (PRICE Code: 100.29.1) | 1739.4 | joint | PRICE Data | Others | Others
Jointing 500 mm Pre-stressed Premo Pipes already laid to lines and levels in the trenches using rubber rings (Gaskets) and cement after thoroughly cleaning the ends of the pipes, inserting the rubber rings at the spigot end (of the second pipe) and pushing the ring with the spigot end tightly into socket of the preceeding wipe without the rubber ring getting twisted as it rolls into the annular space formed between the two surfaces of spigot and socket and filling the gap inside the joint using cement mortar 1 :2 including conveying charges for the jointing materials within initial lead, hire for tools etc. complete to make water tight joint capable of withstanding the required pressure (including cost of rubber ring and jointing materials). "(Ref. No. 687, PHED Data Book) " (PRICE Code: 100.29.2) | 1886.15 | joint | PRICE Data | Others | Others
Jointing 600 mm Pre-stressed Premo Pipes already laid to lines and levels in the trenches using rubber rings (Gaskets) and cement after thoroughly cleaning the ends of the pipes, inserting the rubber rings at the spigot end (of the second pipe) and pushing the ring with the spigot end tightly into socket of the preceeding wipe without the rubber ring getting twisted as it rolls into the annular space formed between the two surfaces of spigot and socket and filling the gap inside the joint using cement mortar 1 :2 including conveying charges for the jointing materials within initial lead, hire for tools etc. complete to make water tight joint capable of withstanding the required pressure (including cost of rubber ring and jointing materials).(including cost of rubber ring and jointing materials). "(Ref. No. 688, PHED Data Book) " (PRICE Code: 100.29.3) | 2012 | joint | PRICE Data | Others | Others
Jointing 700 mm Pre-stressed Premo Pipes already laid to lines and levels in the trenches using rubber rings (Gaskets) and cement after thoroughly cleaning the ends of the pipes, inserting the rubber rings at the spigot end (of the second pipe) and pushing the ring with the spigot end tightly into socket of the preceeding wipe without the rubber ring getting twisted as it rolls into the annular space formed between the two surfaces of spigot and socket and filling the gap inside the joint using cement mortar 1 :2 including conveying charges for the jointing materials within initial lead, hire for tools etc. complete to make water tight joint capable of withstanding the required pressure (including cost of rubber ring and jointing materials). "(Ref. No. 689, PHED Data Book) " (PRICE Code: 100.29.4) | 2629.35 | joint | PRICE Data | Others | Others
Jointing 800 mm Pre-stressed Premo Pipes already laid to lines and levels in the trenches using rubber rings (Gaskets) and cement after thoroughly cleaning the ends of the pipes, inserting the rubber rings at the spigot end (of the second pipe) and pushing the ring with the spigot end tightly into socket of the preceeding wipe without the rubber ring getting twisted as it rolls into the annular space formed between the two surfaces of spigot and socket and filling the gap inside the joint using cement mortar 1 :2 including conveying charges for the jointing materials within initial lead, hire for tools etc. complete to make water tight joint capable of withstanding the required pressure (including cost of rubber ring and jointing materials). "(Ref. No. 690, PHED Data Book) " (PRICE Code: 100.29.5) | 2911.7 | joint | PRICE Data | Others | Others
Jointing 900 mm Pre-stressed Premo Pipes already laid to lines and levels in the trenches using rubber rings (Gaskets) and cement after thoroughly cleaning the ends of the pipes, inserting the rubber rings at the spigot end (of the second pipe) and pushing the ring with the spigot end tightly into socket of the preceeding wipe without the rubber ring getting twisted as it rolls into the annular space formed between the two surfaces of spigot and socket and filling the gap inside the joint using cement mortar 1 :2 including conveying charges for the jointing materials within initial lead, hire for tools etc. complete to make water tight joint capable of withstanding the required pressure (including cost of rubber ring and jointing materials).(including cost of rubber ring and jointing materials). "(Ref. No. 691, PHED Data Book) " (PRICE Code: 100.29.6) | 3249.45 | joint | PRICE Data | Others | Others
Cutting the 400 mm PSC pipe diametrically to the required length to suit the successive pipe/specials of the pipe line and levelling the edges of cutting to have a neat finishing of the edge including all labour charges and hire for tools etc. complete. "(Ref. No. 1, Technical Circular 21-07-95 Vol-III) " (PRICE Code: 100.30.1) | 1410.1 | Each Cut | PRICE Data | Others | Others
Cutting the 500 mm PSC pipe diametrically to the required length to suit the successive pipe/specials of the pipe line and levelling the edges of cutting to have a neat finishing of the edge including all labour charges and hire for tools etc. complete. "(Ref. No. 2, Technical Circular 21=07-95 Vol-III) " (PRICE Code: 100.30.2) | 1584.9 | Each Cut | PRICE Data | Others | Others
Cutting the 600 mm PSC pipe diametrically to the required length to suit the successive pipe/specials of the pipe line and levelling the edges of cutting to have a neat finishing of the edge including all labour charges and hire for tools etc. complete. "(Ref. No. 3, Technical Circular 21=07-95 Vol-III) " (PRICE Code: 100.30.3) | 1809.05 | Each Cut | PRICE Data | Others | Others
Cutting the 700 mm PSC pipe diametrically to the required length to suit the successive pipe/specials of the pipe line and levelling the edges of cutting to have a neat finishing of the edge including all labour charges and hire for tools etc. complete. "(Ref. No. 4, Technical Circular 21=07-95 Vol-III) " (PRICE Code: 100.30.4) | 2291.4 | Each Cut | PRICE Data | Others | Others
Cutting the 800 mm PSC pipe diametrically to the required length to suit the successive pipe/specials of the pipe line and levelling the edges of cutting to have a neat finishing of the edge including all labour charges and hire for tools etc. complete. "(Ref. No. 4, Technical Circular 21=07-95 Vol-III) " (PRICE Code: 100.30.5) | 2708.95 | Each Cut | PRICE Data | Others | Others
Cutting the 900 mm PSC pipe diametrically to the required length to suit the successive pipe/specials of the pipe line and levelling the edges of cutting to have a neat finishing of the edge including all labour charges and hire for tools etc. complete. "(Ref. No. 4, Technical Circular 21=07-95 Vol-III) " (PRICE Code: 100.30.6) | 3132.95 | Each Cut | PRICE Data | Others | Others
"Conveying and fixing C.I. sluice valves (with cap) by providing complete with bolts, nuts, rubber insertions etc. excluding the cost of valve (the tail pieces if required will be paid separately) : 80 mm diameter. Class I" Observed Data derived from item no.18.31.of DAR (PRICE Code: 100.31.1.1) | 433.65 | no | PRICE Data | Others | Others
"Conveying and fixing C.I. sluice valves (with cap) by providing complete with bolts, nuts, rubber insertions etc. excluding the cost of valve (the tail pieces if required will be paid separately) : 100 mm diameter. Class I" Data derived from item no.18.31.1.1of DAR (PRICE Code: 100.31.1.2) | 653.85 | no | PRICE Data | Others | Others
"Conveying and fixing C.I. sluice valves (with cap) by providing complete with bolts, nuts, rubber insertions etc. excluding the cost of valve (the tail pieces if required will be paid separately) : 125 mm diameter. Class I" Data derived from item no.18.31.2.1 of DAR (PRICE Code: 100.31.1.3) | 729.55 | no | PRICE Data | Others | Others
Conveying and fixing C.I. sluice valves (with cap) by providing complete with bolts, nuts, rubber insertions etc. excluding the cost of valve (the tail pieces if required will be paid separately) : 150 mm diameter. Class I" Data derived from item no.18.31.3.1 of DAR (PRICE Code: 100.31.1.4) | 885.55 | no | PRICE Data | Others | Others
"Conveying and fixing C.I. sluice valves (with cap) by providing complete with bolts, nuts, rubber insertions etc. excluding the cost of valve (the tail pieces if required will be paid separately) : 200 mm diameter. Class I" Data derived from item no.18.31.4.1 of DAR (PRICE Code: 100.31.1.5) | 1148.8 | no | PRICE Data | Others | Others
"Conveying and fixing C.I. sluice valves (with cap) by providing complete with bolts, nuts, rubber insertions etc. excluding the cost of valve (the tail pieces if required will be paid separately) : 250 mm diameter. Class I" Data derived from item no.18.31.5.1 of DAR (PRICE Code: 100.31.1.6) | 1628.5 | no | PRICE Data | Others | Others
"Conveying and fixing C.I. sluice valves (with cap) by providing complete with bolts, nuts, rubber insertions etc. excluding the cost of valve (the tail pieces if required will be paid separately) : 300 mm diameter. Class I" Data derived from item no.18.31.6.1 of DAR (PRICE Code: 100.31.1.7) | 1913.45 | no | PRICE Data | Others | Others
"Conveying and fixing C.I. sluice valves (with cap) by providing complete with bolts, nuts, rubber insertions etc. excluding the cost of valve (the tail pieces if required will be paid separately) : 350 mm diameter. Class I" Observed Data derived from item no.18.31.of DAR (PRICE Code: 100.31.1.8) | 2555.15 | no | PRICE Data | Others | Others
"Conveying and fixing C.I. sluice valves (with cap) by providing complete with bolts, nuts, rubber insertions etc. excluding the cost of valve (the tail pieces if required will be paid separately) : 400 mm diameter. Class I" Observed Data derived from item no.18.31.of DAR (PRICE Code: 100.31.1.9) | 3375.15 | no | PRICE Data | Others | Others
Conveying and fixing C.I. sluice valves (with cap) by providing complete with bolts, nuts, rubber insertions etc. excluding the cost of valve (the tail pieces if required will be paid separately) : 450 mm diameter. Class I" Observed Data derived from item no.18.31.of DAR (PRICE Code: 100.31.1.10) | 4175.75 | no | PRICE Data | Others | Others
Conveying and fixing C.I. sluice valves (with cap) by providing complete with bolts, nuts, rubber insertions etc. excluding the cost of valve (the tail pieces if required will be paid separately) : 500 mm diameter. Class I" Observed Data derived from item no.18.31.of DAR (PRICE Code: 100.31.1.11) | 4922.75 | no | PRICE Data | Others | Others
"Conveying and fixing C.I. sluice valves (with cap) by providing complete with bolts, nuts, rubber insertions etc. excluding the cost of valve (the tail pieces if required will be paid separately) : 600 mm diameter. Class I" Observed Data derived from item no.18.31.of DAR (PRICE Code: 100.31.1.12) | 6416.9 | no | PRICE Data | Others | Others
Conveying and fixing C.I. sluice valves (with cap) by providing complete with bolts, nuts, rubber insertions etc. excluding the cost of valve (the tail pieces if required will be paid separately) : 700 mm diameter. Class I" Observed Data derived from item no.18.31.of DAR (PRICE Code: 100.31.1.13) | 9690.5 | no | PRICE Data | Others | Others
Conveying and fixing C.I. sluice valves (with cap) by providing complete with bolts, nuts, rubber insertions etc. excluding the cost of valve (the tail pieces if required will be paid separately) : 750 mm diameter. Class I" Observed Data derived from item no.18.31.of DAR (PRICE Code: 100.31.1.14) | 10534.1 | no | PRICE Data | Others | Others
"Conveying and fixing C.I. sluice valves (with cap) by providing complete with bolts, nuts, rubber insertions etc. excluding the cost of valve (the tail pieces if required will be paid separately) : 800 mm diameter. Class I" Observed Data derived from item no.18.31.of DAR (PRICE Code: 100.31.1.15) | 12523.55 | no | PRICE Data | Others | Others
Conveying and fixing C.I. sluice valves (with cap) by providing complete with bolts, nuts, rubber insertions etc. excluding the cost of valve (the tail pieces if required will be paid separately) : 900 mm diameter. Class I" Observed Data derived from item no.18.31.of DAR (PRICE Code: 100.31.1.16) | 15203.3 | no | PRICE Data | Others | Others
Conveying and fixing C.I. sluice valves (with cap) by providing complete with bolts, nuts, rubber insertions etc. excluding the cost of valve (the tail pieces if required will be paid separately) : 1000 mm diameter. Class I" Observed Data derived from item no.18.31.of DAR (PRICE Code: 100.31.1.17) | 18987.3 | no | PRICE Data | Others | Others
"Conveying and fixing C.I. sluice valves (with cap) by providing complete with bolts, nuts, rubber insertions etc. excluding the cost of valve (the tail pieces if required will be paid separately) : 80 mm diameter. Class II" Observed Data derived from item no.18.31.of DAR (PRICE Code: 100.31.2.1) | 461.2 | no | PRICE Data | Others | Others
Conveying and fixing C.I. sluice valves (with cap) by providing complete with bolts, nuts, rubber insertions etc. excluding the cost of valve (the tail pieces if required will be paid separately) : 100 mm diameter. Class II" Data derived from item no.18.31.1.2of DAR (PRICE Code: 100.31.2.2) | 706.35 | no | PRICE Data | Others | Others
Conveying and fixing C.I. sluice valves (with cap) by providing complete with bolts, nuts, rubber insertions etc. excluding the cost of valve (the tail pieces if required will be paid separately) : 125 mm diameter. Class II" Data derived from item no.18.31.2.2of DAR (PRICE Code: 100.31.2.3) | 782 | metre | PRICE Data | Others | Others
Conveying and fixing C.I. sluice valves (with cap) by providing complete with bolts, nuts, rubber insertions etc. excluding the cost of valve (the tail pieces if required will be paid separately) : 150 mm diameter. Class II" Data derived from item no.18.31.3.2of DAR (PRICE Code: 100.31.2.4) | 946.85 | no | PRICE Data | Others | Others
Conveying and fixing C.I. sluice valves (with cap) by providing complete with bolts, nuts, rubber insertions etc. excluding the cost of valve (the tail pieces if required will be paid separately) : 200 mm diameter. Class II" Data derived from item no.18.31.4.2of DAR (PRICE Code: 100.31.2.5) | 1275.55 | no | PRICE Data | Others | Others
Conveying and fixing C.I. sluice valves (with cap) by providing complete with bolts, nuts, rubber insertions etc. excluding the cost of valve (the tail pieces if required will be paid separately) : 250 mm diameter. Class II" Data derived from item no.18.31.5.2of DAR (PRICE Code: 100.31.2.6) | 1847.2 | no | PRICE Data | Others | Others
Conveying and fixing C.I. sluice valves (with cap) by providing complete with bolts, nuts, rubber insertions etc. excluding the cost of valve (the tail pieces if required will be paid separately) : 300 mm diameter. Class II" Data derived from item no.18.31.6.2of DAR (PRICE Code: 100.31.2.7) | 2180.3 | no | PRICE Data | Others | Others
Conveying and fixing C.I. sluice valves (with cap) by providing complete with bolts, nuts, rubber insertions etc. excluding the cost of valve (the tail pieces if required will be paid separately) : 350 mm diameter. Class II" Observed Data derived from item no.18.31.of DAR (PRICE Code: 100.31.2.8) | 2930.9 | no | PRICE Data | Others | Others
Conveying and fixing C.I. sluice valves (with cap) by providing complete with bolts, nuts, rubber insertions etc. excluding the cost of valve (the tail pieces if required will be paid separately) : 400 mm diameter. Class II" Observed Data derived from item no.18.31.of DAR (PRICE Code: 100.31.2.9) | 3859.4 | no | PRICE Data | Others | Others
Conveying and fixing C.I. sluice valves (with cap) by providing complete with bolts, nuts, rubber insertions etc. excluding the cost of valve (the tail pieces if required will be paid separately) : 450 mm diameter. Class II" Observed Data derived from item no.18.31.of DAR (PRICE Code: 100.31.2.10) | 4788.15 | no | PRICE Data | Others | Others
Conveying and fixing C.I. sluice valves (with cap) by providing complete with bolts, nuts, rubber insertions etc. excluding the cost of valve (the tail pieces if required will be paid separately) : 500 mm diameter. Class II" Observed Data derived from item no.18.31.of DAR (PRICE Code: 100.31.2.11) | 5674.25 | no | PRICE Data | Others | Others
Conveying and fixing C.I. sluice valves (with cap) by providing complete with bolts, nuts, rubber insertions etc. excluding the cost of valve (the tail pieces if required will be paid separately) : 600 mm diameter. Class II" Observed Data derived from item no.18.31.of DAR (PRICE Code: 100.31.2.12) | 7495.65 | no | PRICE Data | Others | Others
Conveying and fixing C.I. sluice valves (with cap) by providing complete with bolts, nuts, rubber insertions etc. excluding the cost of valve (the tail pieces if required will be paid separately) : 700 mm diameter. Class II" Observed Data derived from item no.18.31.of DAR (PRICE Code: 100.31.2.13) | 11170.25 | no | PRICE Data | Others | Others
Conveying and fixing C.I. sluice valves (with cap) by providing complete with bolts, nuts, rubber insertions etc. excluding the cost of valve (the tail pieces if required will be paid separately) : 750 mm diameter. Class II" Observed Data derived from item no.18.31.of DAR (PRICE Code: 100.31.2.14) | 12213.35 | no | PRICE Data | Others | Others
Conveying and fixing C.I. sluice valves (with cap) by providing complete with bolts, nuts, rubber insertions etc. excluding the cost of valve (the tail pieces if required will be paid separately) : 800 mm diameter. Class II" Observed Data derived from item no.18.31.of DAR (PRICE Code: 100.31.2.15) | 14432.5 | no | PRICE Data | Others | Others
Conveying and fixing C.I. sluice valves (with cap) by providing complete with bolts, nuts, rubber insertions etc. excluding the cost of valve (the tail pieces if required will be paid separately) : 900 mm diameter. Class II" Observed Data derived from item no.18.31.of DAR (PRICE Code: 100.31.2.16) | 17616.55 | no | PRICE Data | Others | Others
Conveying and fixing C.I. sluice valves (with cap) by providing complete with bolts, nuts, rubber insertions etc. excluding the cost of valve (the tail pieces if required will be paid separately) : 1000 mm diameter. Class II" Observed Data derived from item no.18.31.of DAR (PRICE Code: 100.31.2.17) | 21960.45 | no | PRICE Data | Others | Others
Conveying and fixing C I Single acting Air Valve of approved quality with bolts,nuts,rubber insertions etc . excluding the cost of air valve(the tail pieces if required will be paid seperately): 25 mm Single acting Air Valve Observed Data derived from item no.18.59.of DAR (PRICE Code: 100.32.1) | 103.6 | no | PRICE Data | Others | Others
Conveying and fixing C I Single acting Air Valve of approved quality with bolts,nuts,rubber insertions etc . excluding the cost of air valve(the tail pieces if required will be paid seperately): 40 mm Single acting Air Valve Observed Data derived from item no.18.59.of DAR (PRICE Code: 100.32.2) | 130.3 | no | PRICE Data | Others | Others
Conveying and fixing C I Single acting Air Valve of approved quality with bolts,nuts,rubber insertions etc . excluding the cost of air valve(the tail pieces if required will be paid seperately): 50 mm Double acting Air Valve Data derived from item no.18.59.1 of DAR (PRICE Code: 100.32.3) | 161.95 | no | PRICE Data | Others | Others
Conveying and fixing C I Single acting Air Valve of approved quality with bolts,nuts,rubber insertions etc . excluding the cost of air valve(the tail pieces if required will be paid seperately): 80 mm Double acting Air Valve Data derived from item no.18.59.2 of DAR (PRICE Code: 100.32.4) | 161.95 | no | PRICE Data | Others | Others
Conveying and fixing C I Single acting Air Valve of approved quality with bolts,nuts,rubber insertions etc . excluding the cost of air valve(the tail pieces if required will be paid seperately): 100 mm Double acting Air Valve (PRICE Code: 100.32.5) | 248.15 | no | PRICE Data | Others | Others
Conveying and fixing C I Single acting Air Valve of approved quality with bolts,nuts,rubber insertions etc . excluding the cost of air valve(the tail pieces if required will be paid seperately): 150 mm Double acting Air Valve Observed Data derived from item no.18.59.of DAR (PRICE Code: 100.32.6) | 304.45 | no | PRICE Data | Others | Others
Conveying and fixing C I Single acting Air Valve of approved quality with bolts,nuts,rubber insertions etc . excluding the cost of air valve(the tail pieces if required will be paid seperately): 200 mm Double acting Air Valve Observed Data derived from item no.18.59.of DAR (PRICE Code: 100.32.7) | 331.6 | no | PRICE Data | Others | Others
Conveying carefully precast street fountain( KWA pattern) from the stacked site within initial lead placing in correct position after doing necessary earth work and levelling including all incidental expenses but excluding pipe connection. "(Ref. Technical Circular Vol.III) " (PRICE Code: 100.33.1) | 998.1 | each | PRICE Data | Others | Others
Conveying carefully precast street fountain ( Bilateral pattern) From the stacked site within initial lead placing in correct position after doing necessary earth work and levelling including all incidental expenses but excluding pipe connection. "(Ref. Technical Circular Vol.III) " (PRICE Code: 100.33.2) | 1672.2 | each | PRICE Data | Others | Others
Providing 15 mm dia. self closing taps best quality as per I.S.S.(excluding cost of tap) "(Ref No. 541 of PHED Data Book Vol. I.) " (PRICE Code: 100.34.1) | 86.9 | each | PRICE Data | Others | Others
Providing 20 mm dia. self closing taps best quality as per I.S.S.(excluding cost of tap) "(Ref No. 543 of PHED Data Book Vol. I.) " (PRICE Code: 100.34.2) | 104.25 | each | PRICE Data | Others | Others
Testing 100mm DI/CI pipeline with potable water to the required test pressure 100 mm dia Observed Data derived from item no.1016 of PHED DATA (PRICE Code: 100.35.1) | 17.35 | metre | PRICE Data | Others | Others
Testing 150mm DI/CI pipeline with potable water to the required test pressure 150 mm dia Observed Data derived from item no.1018 of PHED DATA (PRICE Code: 100.35.2) | 23.6 | metre | PRICE Data | Others | Others
Testing 200mm DI/CI pipeline with potable water to the required test pressure 200 mm dia Observed Data derived from item no.1020 of PHED DATA (PRICE Code: 100.35.3) | 30 | metre | PRICE Data | Others | Others
Testing 250mm DI/CI pipeline with potable water to the required test pressure . 250 mm dia Observed Data derived from item no.1022 of PHED DATA (PRICE Code: 100.35.4) | 38.45 | metre | PRICE Data | Others | Others
Testing 300mm DI/CI pipeline with potable water to the required test pressure. 300 mm dia Observed Data derived from item no.1023 of PHED DATA (PRICE Code: 100.35.5) | 42.3 | metre | PRICE Data | Others | Others
Testing 350mm DI/CI pipeline with potable water to the required test pressure. 350 mm dia Observed Data derived from item no.1024 of PHED DATA (PRICE Code: 100.35.6) | 51.8 | metre | PRICE Data | Others | Others
Testing 400mm DI/CI pipeline with potable water to the required test pressure. 400 mm dia Observed Data derived from item no.1026 of PHED DATA (PRICE Code: 100.35.7) | 65.35 | metre | PRICE Data | Others | Others
Testing 450mm DI/CI pipeline with potable water to the required test pressure. 450 mm dia Observed Data derived from item no.1027 of PHED DATA (PRICE Code: 100.35.8) | 72.5 | metre | PRICE Data | Others | Others
Testing 500mm DI/CI pipeline with potable water to the required test pressure. 500 mm dia Observed Data derived from item no.1028 of PHED DATA (PRICE Code: 100.35.9) | 84.2 | metre | PRICE Data | Others | Others
Testing 600mm DI/CI pipeline with potable water to the required test pressure. 600 mm dia Observed Data derived from item no.1029 of PHED DATA (PRICE Code: 100.35.10) | 101.7 | metre | PRICE Data | Others | Others
Testing 700mm DI/CI pipeline with potable water to the required test pressure. 700 mm dia Observed Data derived from item no.1030 of PHED DATA (PRICE Code: 100.35.11) | 130.55 | metre | PRICE Data | Others | Others
Testing 750mm DI/CI pipeline with potable water to the required test pressure. 750 mm dia Observed Data derived from item no.1031 of PHED DATA (PRICE Code: 100.35.12) | 143.95 | metre | PRICE Data | Others | Others
Testing 800mm DI/CI pipeline with potable water to the required test pressure. 800 mm dia Observed Data derived from item no.1032 of PHED DATA (PRICE Code: 100.35.13) | 157.6 | metre | PRICE Data | Others | Others
Testing 900mm DI/CI pipeline with potable water to the required test pressure. 900 mm dia Observed Data derived from item no.1033 of PHED DATA (PRICE Code: 100.35.14) | 190.75 | metre | PRICE Data | Others | Others
Testing 1000mm DI/CI pipeline with potable water to the required test pressure. 100 mm dia Observed Data derived from item no.1034 of PHED DATA (PRICE Code: 100.35.15) | 226.45 | metre | PRICE Data | Others | Others
Filling water with 5000 litre tankers fited in lorry and conveying water from a distance of 5 km (average) to the reservoir site and pumping the water into the reservoir of height not less than 3 m using 5 HP diesel engine pump set , hire for tanker lorry, tools and other appliences and cost of water etc. complete. "(Ref. No. 000, Technical Circular) " (PRICE Code: 100.36.1) | 154.7 | Kilo litre | PRICE Data | Others | Others
Cutting MS sheet, pipe and specials by gas cutting including cost of gas,all labour and hire charges of tools etc complete. (PRICE Code: 100.37.1) | 2.3 | cm | PRICE Data | Others | Others
Grinding the cut edges / welded portions in MS sheet, pipe and specials by grinding machine including all labour and hire charges of tools etc complete. (PRICE Code: 100.37.2) | 1.65 | cm | PRICE Data | Others | Others
Welding MS sheet, pipe and special by gas or electric plant for three run welding including cost of welding rod / gas, all labour and hire charges of tools etc complete. (PRICE Code: 100.37.3) | 8.8 | cm | PRICE Data | Others | Others
Bending and levelling of MS sheets for making pipe and special by bending machine including all labour and hire charges of tools etc complete but excluding cost and conveyance of MS sheet. (PRICE Code: 100.37.4) | 10.15 | kg | PRICE Data | Others | Others
Fabricating MS pipes of size 100mm (ID) using 8 mm thick MS plate including cost and conveyance charges of MS plate, all fabrication charges, charges of painting the steel work with two or more coat deluxe multi surface paint to give an even shade over an under coat of primer etc. complete: For pipes fabricated with 8mm thick MS plates. (PRICE Code: 100.37.5.1) | 2955.05 | metre | PRICE Data | Others | Others
Fabricating MS flanges of diameter 100 mm using 12 mm thick MS plate including cost and conveyance charges of MS plate, all fabrication charges, charges of painting the steel work with two or more coat deluxe multi surface paint to give an even shade over an under coat of primer etc. complete: For pipes fabricated with 8mm thick MS plates. (PRICE Code: 100.37.5.2) | 804.7 | no | PRICE Data | Others | Others
Cutting 100mm (ID) MS pipes for making bends and other specials by gas cutting including cost of gas, all labour and hire charges of tools etc. complete: For pipes fabricated with 8mm thick MS plates. (PRICE Code: 100.37.5.3) | 83.8 | each | PRICE Data | Others | Others
Welding 100mm (ID) MS pipes for making bends and other specials by gas/electric welding machine including cost of gas and welding rods ,all labour and hire charges of tools etc. complete: For pipes fabricated with 8mm thick MS plates. (PRICE Code: 100.37.5.4) | 320.7 | each | PRICE Data | Others | Others
Grinding cut and weld edges of 100mm (ID) MS pipes during fabrication work including all labour and hire charges of tools etc. complete: For pipes fabricated with 8mm thick MS plates. (PRICE Code: 100.37.5.5) | 60.15 | each | PRICE Data | Others | Others
Fabricating MS pipes of size 150mm (ID) using 8 mm thick MS plate including cost and conveyance charges of MS plate, all fabrication charges, charges of painting the steel work with two or more coat deluxe multi surface paint to give an even shade over an under coat of primer etc. complete: For pipes fabricated with 8mm thick MS plates. (PRICE Code: 100.37.6.1) | 3656.2 | metre | PRICE Data | Others | Others
Fabricating MS flanges of diameter 150 mm using 12 mm thick MS plate including cost and conveyance charges of MS plate, all fabrication charges, charges of painting the steel work with two or more coat deluxe multi surface paint to give an even shade over an under coat of primer etc. complete: For pipes fabricated with 8mm thick MS plates. (PRICE Code: 100.37.6.2) | 1064.5 | each | PRICE Data | Others | Others
Cutting 150mm (ID)MS pipes for making bends and other specials by gas cutting including cost of gas, all labour and hire charges of tools etc. complete: For pipes fabricated with 8mm thick MS plates. (PRICE Code: 100.37.6.3) | 119.95 | each | PRICE Data | Others | Others
Welding 150mm (ID) MS pipes for making bends and other specials by gas/electric welding machine including cost of gas and welding rods ,all labour and hire charges of tools etc. complete: For pipes fabricated with 8mm thick MS plates. (PRICE Code: 100.37.6.4) | 458.9 | each | PRICE Data | Others | Others
Grinding cut and weld edges of 150mm (ID) MS pipes during fabrication work including all labour and hire charges of tools etc. complete: For pipes fabricated with 8mm thick MS plates. (PRICE Code: 100.37.6.5) | 86.05 | each | PRICE Data | Others | Others
Fabricating MS pipes of size 200mm (ID) using 8 mm thick MS plate including cost and conveyance charges of MS plate, all fabrication charges, charges of painting the steel work with two or more coat deluxe multi surface paint to give an even shade over an under coat of primer etc. complete: For pipes fabricated with 8mm thick MS plates. (PRICE Code: 100.37.7.1) | 4356.55 | metre | PRICE Data | Others | Others
Fabricating MS flanges of diameter 200 mm using 12 mm thick MS plate including cost and conveyance charges of MS plate, all fabrication charges, charges of painting the steel work with two or more coat deluxe multi surface paint to give an even shade over an under coat of primer etc. complete: For pipes fabricated with 8mm thick MS plates. (PRICE Code: 100.37.7.2) | 1433.25 | no | PRICE Data | Others | Others
Cutting 200 mm (ID) MS pipes for making bends and other specials by gas cutting including cost of gas, all labour and hire charges of tools etc. complete: For pipes fabricated with 8mm thick MS plates. (PRICE Code: 100.37.7.3) | 156.05 | each | PRICE Data | Others | Others
Welding 200 mm (ID) MS pipes for making bends and other specials by gas/electric welding machine including cost of gas and welding rods ,all labour and hire charges of tools etc. complete: For pipes fabricated with 8mm thick MS plates. (PRICE Code: 100.37.7.4) | 597.15 | each | PRICE Data | Others | Others
Grinding cut and weld edges of 200 mm (ID) MS pipes during fabrication work including all labour and hire charges of tools etc. complete: For pipes fabricated with 8mm thick MS plates. (PRICE Code: 100.37.7.5) | 111.95 | each | PRICE Data | Others | Others
Fabricating MS pipes of size 250mm (ID) using 8 mm thick MS plate including cost and conveyance charges of MS plate, all fabrication charges, charges of painting the steel work with two or more coat deluxe multi surface paint to give an even shade over an under coat of primer etc. complete: For pipes fabricated with 8mm thick MS plates. (PRICE Code: 100.37.8.1) | 5061.5 | metre | PRICE Data | Others | Others
Fabricating MS flanges of diameter 250 mm using 12 mm thick MS plate including cost and conveyance charges of MS plate, all fabrication charges, charges of painting the steel work with two or more coat deluxe multi surface paint to give an even shade over an under coat of primer etc. complete: For pipes fabricated with 8mm thick MS plates. (PRICE Code: 100.37.8.2) | 1753.35 | no | PRICE Data | Others | Others
Cutting 250 mm (ID) MS pipes for making bends and other specials by gas cutting including cost of gas, all labour and hire charges of tools etc. complete: For pipes fabricated with 8mm thick MS plates. (PRICE Code: 100.37.8.3) | 192.2 | each | PRICE Data | Others | Others
Welding 250mm (ID) MS pipes for making bends and other specials by gas/electric welding machine including cost of gas and welding rods ,all labour and hire charges of tools etc. complete: For pipes fabricated with 8mm thick MS plates. (PRICE Code: 100.37.8.4) | 735.4 | each | PRICE Data | Others | Others
Grinding cut and weld edges of 250 mm (ID) MS pipes during fabrication work including all labour and hire charges of tools etc. complete: For pipes fabricated with 8mm thick MS plates. (PRICE Code: 100.37.8.5) | 137.9 | each | PRICE Data | Others | Others
Fabricating MS pipes of size 300mm (ID) using 8 mm thick MS plate including cost and conveyance charges of MS plate, all fabrication charges, charges of painting the steel work with two or more coat deluxe multi surface paint to give an even shade over an under coat of primer etc. complete: For pipes fabricated with 8mm thick MS plates. (PRICE Code: 100.37.9.1) | 5761.85 | metre | PRICE Data | Others | Others
Fabricating MS flanges of diameter 300 mm using 12 mm thick MS plate including cost and conveyance charges of MS plate, all fabrication charges, charges of painting the steel work with two or more coat deluxe multi surface paint to give an even shade over an under coat of primer etc. complete: For pipes fabricated with 8mm thick MS plates. (PRICE Code: 100.37.9.2) | 2061.35 | no | PRICE Data | Others | Others
Cutting 300 mm (ID) MS pipes for making bends and other specials by gas cutting including cost of gas, all labour and hire charges of tools etc. complete: For pipes fabricated with 8mm thick MS plates. (PRICE Code: 100.37.9.3) | 228.35 | each | PRICE Data | Others | Others
Welding 300 mm (ID) MS pipes for making bends and other specials by gas/electric welding machine including cost of gas and welding rods ,all labour and hire charges of tools etc. complete: For pipes fabricated with 8mm thick MS plates. (PRICE Code: 100.37.9.4) | 873.6 | each | PRICE Data | Others | Others
Grinding cut and weld edges of 300 mm (ID) MS pipes during fabrication work including all labour and hire charges of tools etc. complete: For pipes fabricated with 8mm thick MS plates. (PRICE Code: 100.37.9.5) | 163.8 | each | PRICE Data | Others | Others
Fabricating MS pipes of size 350mm (ID) using 8 mm thick MS plate including cost and conveyance charges of MS plate, all fabrication charges, charges of painting the steel work with two or more coat deluxe multi surface paint to give an even shade over an under coat of primer etc. complete: For pipes fabricated with 8mm thick MS plates. (PRICE Code: 100.37.10.1) | 6462.2 | metre | PRICE Data | Others | Others
Fabricating MS flanges of diameter 350 mm using 12 mm thick MS plate including cost and conveyance charges of MS plate, all fabrication charges, charges of painting the steel work with two or more coat deluxe multi surface paint to give an even shade over an under coat of primer etc. complete: For pipes fabricated with 8mm thick MS plates. (PRICE Code: 100.37.10.2) | 2512.4 | each | PRICE Data | Others | Others
Cutting 350 mm (ID) MS pipes for making bends and other specials by gas cutting including cost of gas, all labour and hire charges of tools etc. complete: For pipes fabricated with 8mm thick MS plates. (PRICE Code: 100.37.10.3) | 264.45 | each | PRICE Data | Others | Others
Welding 350 mm (ID) MS pipes for making bends and other specials by gas/electric welding machine including cost of gas and welding rods ,all labour and hire charges of tools etc. complete: For pipes fabricated with 8mm thick MS plates. (PRICE Code: 100.37.10.4) | 1011.85 | each | PRICE Data | Others | Others
Grinding cut and weld edges of 350 mm (ID) MS pipes during fabrication work including all labour and hire charges of tools etc. complete: For pipes fabricated with 8mm thick MS plates. (PRICE Code: 100.37.10.5) | 189.7 | each | PRICE Data | Others | Others
Fabricating MS pipes of size 400mm (ID) using 8 mm thick MS plate including cost and conveyance charges of MS plate, all fabrication charges, charges of painting the steel work with two or more coat deluxe multi surface paint to give an even shade over an under coat of primer etc. complete: For pipes fabricated with 8mm thick MS plates. (PRICE Code: 100.37.11.1) | 7163.2 | metre | PRICE Data | Others | Others
Fabricating MS flanges of diameter 400 mm using 12 mm thick MS plate including cost and conveyance charges of MS plate, all fabrication charges, charges of painting the steel work with two or more coat deluxe multi surface paint to give an even shade over an under coat of primer etc. complete: For pipes fabricated with 8mm thick MS plates. (PRICE Code: 100.37.11.2) | 2892.1 | each | PRICE Data | Others | Others
Cutting 400 mm (ID) MS pipes for making bends and other specials by gas cutting including cost of gas, all labour and hire charges of tools etc. complete: For pipes fabricated with 8mm thick MS plates. (PRICE Code: 100.37.11.3) | 300.6 | each | PRICE Data | Others | Others
Welding 400 mm (ID) MS pipes for making bends and other specials by gas/electric welding machine including cost of gas and welding rods ,all labour and hire charges of tools etc. complete: For pipes fabricated with 8mm thick MS plates. (PRICE Code: 100.37.11.4) | 1150.05 | each | PRICE Data | Others | Others
Grinding cut and weld edges of 400 mm (ID) MS pipes during fabrication work including all labour and hire charges of tools etc. complete: For pipes fabricated with 8mm thick MS plates. (PRICE Code: 100.37.11.5) | 215.65 | each | PRICE Data | Others | Others
Fabricating MS pipes of size 450mm (ID) using 8 mm thick MS plate including cost and conveyance charges of MS plate, all fabrication charges, charges of painting the steel work with two or more coat deluxe multi surface paint to give an even shade over an under coat of primer etc. complete: For pipes fabricated with 8mm thick MS plates. (PRICE Code: 100.37.12.1) | 7863.55 | metre | PRICE Data | Others | Others
Fabricating MS flanges of diameter 450 mm using 16 mm thick MS plate including cost and conveyance charges of MS plate, all fabrication charges, charges of painting the steel work with two or more coat deluxe multi surface paint to give an even shade over an under coat of primer etc. complete: For pipes fabricated with 8mm thick MS plates. (PRICE Code: 100.37.12.2) | 3851.2 | no | PRICE Data | Others | Others
Cutting 450 mm (ID) MS pipes for making bends and other specials by gas cutting including cost of gas, all labour and hire charges of tools etc. complete: For pipes fabricated with 8mm thick MS plates. (PRICE Code: 100.37.12.3) | 336.7 | each | PRICE Data | Others | Others
Welding 450mm (ID) MS pipes for making bends and other specials by gas/electric welding machine including cost of gas and welding rods ,all labour and hire charges of tools etc. complete: For pipes fabricated with 8mm thick MS plates. (PRICE Code: 100.37.12.4) | 1288.3 | each | PRICE Data | Others | Others
Grinding cut and weld edges of 450 mm (ID) MS pipes during fabrication work including all labour and hire charges of tools etc. complete: For pipes fabricated with 8mm thick MS plates. (PRICE Code: 100.37.12.5) | 241.55 | each | PRICE Data | Others | Others
Fabricating MS pipes of size 500mm (ID) using 8 mm thick MS plate including cost and conveyance charges of MS plate, all fabrication charges, charges of painting the steel work with two or more coat deluxe multi surface paint to give an even shade over an under coat of primer etc. complete: For pipes fabricated with 8mm thick MS plates. (PRICE Code: 100.37.13.1) | 8563.9 | metre | PRICE Data | Others | Others
Fabricating MS flanges of diameter 500 mm using 16 mm thick MS plate including cost and conveyance charges of MS plate, all fabrication charges, charges of painting the steel work with two or more coat deluxe multi surface paint to give an even shade over an under coat of primer etc. complete: For pipes fabricated with 8mm thick MS plates. (PRICE Code: 100.37.13.2) | 4431.15 | no | PRICE Data | Others | Others
Cutting 500 mm (ID) MS pipes for making bends and other specials by gas cutting including cost of gas, all labour and hire charges of tools etc. complete: For pipes fabricated with 8mm thick MS plates. (PRICE Code: 100.37.13.3) | 372.85 | each | PRICE Data | Others | Others
Welding 500 mm (ID) MS pipes for making bends and other specials by gas/electric welding machine including cost of gas and welding rods ,all labour and hire charges of tools etc. complete: For pipes fabricated with 8mm thick MS plates. (PRICE Code: 100.37.13.4) | 1426.55 | each | PRICE Data | Others | Others
Grinding cut and weld edges of 500 mm (ID) MS pipes during fabrication work including all labour and hire charges of tools etc. complete: For pipes fabricated with 8mm thick MS plates. (PRICE Code: 100.37.13.5) | 267.45 | each | PRICE Data | Others | Others
Fabricating MS pipes of size 600mm (ID) using 8 mm thick MS plate including cost and conveyance charges of MS plate, all fabrication charges, charges of painting the steel work with two or more coat deluxe multi surface paint to give an even shade over an under coat of primer etc. complete: For pipes fabricated with 8mm thick MS plates. (PRICE Code: 100.37.14.1) | 9965.25 | metre | PRICE Data | Others | Others
Fabricating MS flanges of diameter 600 mm using 16 mm thick MS plate including cost and conveyance charges of MS plate, all fabrication charges, charges of painting the steel work with two or more coat deluxe multi surface paint to give an even shade over an under coat of primer etc. complete: For pipes fabricated with 8mm thick MS plates. (PRICE Code: 100.37.14.2) | 5447.5 | no | PRICE Data | Others | Others
Cutting 600mm (ID) MS pipes for making bends and other specials by gas cutting including cost of gas, all labour and hire charges of tools etc. complete: For pipes fabricated with 8mm thick MS plates. (PRICE Code: 100.37.14.3) | 445.1 | each | PRICE Data | Others | Others
Welding 600 mm (ID) MS pipes for making bends and other specials by gas/electric welding machine including cost of gas and welding rods ,all labour and hire charges of tools etc. complete: For pipes fabricated with 8mm thick MS plates. (PRICE Code: 100.37.14.4) | 1703 | each | PRICE Data | Others | Others
Grinding cut and weld edges of 600 mm (ID) MS pipes during fabrication work including all labour and hire charges of tools etc. complete: For pipes fabricated with 8mm thick MS plates. (PRICE Code: 100.37.14.5) | 319.3 | each | PRICE Data | Others | Others
Fabricating MS pipes of size 700mm (ID) using 8 mm thick MS plate including cost and conveyance charges of MS plate, all fabrication charges, charges of painting the steel work with two or more coat deluxe multi surface paint to give an even shade over an under coat of primer etc. complete: For pipes fabricated with 8mm thick MS plates. (PRICE Code: 100.37.15.1) | 11365.95 | metre | PRICE Data | Others | Others
Fabricating MS flanges of diameter 700 mm using 16 mm thick MS plate including cost and conveyance charges of MS plate, all fabrication charges, charges of painting the steel work with two or more coat deluxe multi surface paint to give an even shade over an under coat of primer etc. complete: For pipes fabricated with 8mm thick MS plates. (PRICE Code: 100.37.15.2) | 6676.75 | each | PRICE Data | Others | Others
Cutting 700 mm (ID) MS pipes for making bends and other specials by gas cutting including cost of gas, all labour and hire charges of tools etc. complete: For pipes fabricated with 8mm thick MS plates. (PRICE Code: 100.37.15.3) | 517.35 | each | PRICE Data | Others | Others
Welding 700 mm (ID) MS pipes for making bends and other specials by gas/electric welding machine including cost of gas and welding rods ,all labour and hire charges of tools etc. complete: For pipes fabricated with 8mm thick MS plates. (PRICE Code: 100.37.15.4) | 1979.45 | each | PRICE Data | Others | Others
Grinding cut and weld edges of 700 mm (ID) MS pipes during fabrication work including all labour and hire charges of tools etc. complete: For pipes fabricated with 8mm thick MS plates. (PRICE Code: 100.37.15.5) | 371.15 | each | PRICE Data | Others | Others
Fabricating MS pipes of size 750mm (ID) using 8 mm thick MS plate including cost and conveyance charges of MS plate, all fabrication charges, charges of painting the steel work with two or more coat deluxe multi surface paint to give an even shade over an under coat of primer etc. complete: For pipes fabricated with 8mm thick MS plates. (PRICE Code: 100.37.16.1) | 12066.95 | metre | PRICE Data | Others | Others
Fabricating MS flanges of diameter 750 mm using 16 mm thick MS plate including cost and conveyance charges of MS plate, all fabrication charges, charges of painting the steel work with two or more coat deluxe multi surface paint to give an even shade over an under coat of primer etc. complete: For pipes fabricated with 8mm thick MS plates. (PRICE Code: 100.37.16.2) | 7328.8 | no | PRICE Data | Others | Others
Cutting 750 mm (ID) MS pipes for making bends and other specials by gas cutting including cost of gas, all labour and hire charges of tools etc. complete: For pipes fabricated with 8mm thick MS plates. (PRICE Code: 100.37.16.3) | 553.5 | each | PRICE Data | Others | Others
Welding 750 mm (ID) MS pipes for making bends and other specials by gas/electric welding machine including cost of gas and welding rods ,all labour and hire charges of tools etc. complete: For pipes fabricated with 8mm thick MS plates. (PRICE Code: 100.37.16.4) | 2117.7 | each | PRICE Data | Others | Others
Grinding cut and weld edges of 750 mm (ID) MS pipes during fabrication work including all labour and hire charges of tools etc. complete: For pipes fabricated with 8mm thick MS plates. (PRICE Code: 100.37.16.5) | 397.05 | each | PRICE Data | Others | Others
Fabricating MS pipes of size 800mm (ID) using 8 mm thick MS plate including cost and conveyance charges of MS plate, all fabrication charges, charges of painting the steel work with two or more coat deluxe multi surface paint to give an even shade over an under coat of primer etc. complete: For pipes fabricated with 8mm thick MS plates. (PRICE Code: 100.37.17.1) | 12767.4 | metre | PRICE Data | Others | Others
Fabricating MS flanges of diameter 800 mm using 16 mm thick MS plate including cost and conveyance charges of MS plate, all fabrication charges, charges of painting the steel work with two or more coat deluxe multi surface paint to give an even shade over an under coat of primer etc. complete: For pipes fabricated with 8mm thick MS plates. (PRICE Code: 100.37.17.2) | 8019.25 | no | PRICE Data | Others | Others
Cutting 800 mm (ID) MS pipes for making bends and other specials by gas cutting including cost of gas, all labour and hire charges of tools etc. complete: For pipes fabricated with 8mm thick MS plates. (PRICE Code: 100.37.17.3) | 589.6 | each | PRICE Data | Others | Others
Welding 800 mm (ID) MS pipes for making bends and other specials by gas/electric welding machine including cost of gas and welding rods ,all labour and hire charges of tools etc. complete: For pipes fabricated with 8mm thick MS plates. (PRICE Code: 100.37.17.4) | 2255.9 | each | PRICE Data | Others | Others
Grinding cut and weld edges of 800 mm (ID) MS pipes during fabrication work including all labour and hire charges of tools etc. complete: For pipes fabricated with 8mm thick MS plates. (PRICE Code: 100.37.17.5) | 423 | each | PRICE Data | Others | Others
Fabricating MS pipes of size 900mm (ID) using 8 mm thick MS plate including cost and conveyance charges of MS plate, all fabrication charges, charges of painting the steel work with two or more coat deluxe multi surface paint to give an even shade over an under coat of primer etc. complete: For pipes fabricated with 8mm thick MS plates. (PRICE Code: 100.37.18.1) | 14172.7 | metre | PRICE Data | Others | Others
Fabricating MS flanges of diameter 900 mm using 16 mm thick MS plate including cost and conveyance charges of MS plate, all fabrication charges, charges of painting the steel work with two or more coat deluxe multi surface paint to give an even shade over an under coat of primer etc. complete: For pipes fabricated with 8mm thick MS plates. (PRICE Code: 100.37.18.2) | 9443.65 | no | PRICE Data | Others | Others
Cutting 900 mm (ID) MS pipes for making bends and other specials by gas cutting including cost of gas, all labour and hire charges of tools etc. complete: For pipes fabricated with 8mm thick MS plates. (PRICE Code: 100.37.18.3) | 661.85 | each | PRICE Data | Others | Others
Welding 900 mm (ID) MS pipes for making bends and other specials by gas/electric welding machine including cost of gas and welding rods ,all labour and hire charges of tools etc. complete: For pipes fabricated with 8mm thick MS plates. (PRICE Code: 100.37.18.4) | 2532.4 | each | PRICE Data | Others | Others
Grinding cut and weld edges of 900 mm (ID) MS pipes during fabrication work including all labour and hire charges of tools etc. complete: For pipes fabricated with 8mm thick MS plates. (PRICE Code: 100.37.18.5) | 474.8 | each | PRICE Data | Others | Others
Fabricating MS pipes of size 1000 mm (ID) using 8 mm thick MS plate including cost and conveyance charges of MS plate, all fabrication charges, charges of painting the steel work with two or more coat deluxe multi surface paint to give an even shade over an under coat of primer etc. complete: For pipes fabricated with 8mm thick MS plates. (PRICE Code: 100.37.19.1) | 15573.4 | metre | PRICE Data | Others | Others
Fabricating MS flanges of diameter 1000 mm using 16 mm thick MS plate including cost and conveyance charges of MS plate, all fabrication charges, charges of painting the steel work with two or more coat deluxe multi surface paint to give an even shade over an under coat of primer etc. complete: For pipes fabricated with 8mm thick MS plates. (PRICE Code: 100.37.19.2) | 11200.6 | no | PRICE Data | Others | Others
Cutting 1000 mm (ID) MS pipes for making bends and other specials by gas cutting including cost of gas, all labour and hire charges of tools etc. complete: For pipes fabricated with 8mm thick MS plates. (PRICE Code: 100.37.19.3) | 734.15 | each | PRICE Data | Others | Others
Welding 1000 mm (ID) MS pipes for making bends and other specials by gas/electric welding machine including cost of gas and welding rods ,all labour and hire charges of tools etc. complete: For pipes fabricated with 8mm thick MS plates. (PRICE Code: 100.37.19.4) | 2808.85 | each | PRICE Data | Others | Others
Grinding cut and weld edges of 1000 mm (ID) MS pipes during fabrication work including all labour and hire charges of tools etc. complete: For pipes fabricated with 8mm thick MS plates. (PRICE Code: 100.37.19.5) | 526.65 | each | PRICE Data | Others | Others
Fabricating MS pipes of size 500mm (ID) using 10 mm thick MS plate including cost and conveyance charges of MS plate, all fabrication charges, charges of painting the steel work with two or more coat deluxe multi surface paint to give an even shade over an under coat of primer etc. complete: For pipes fabricated with 10mm thick MS plates. (PRICE Code: 100.37.20.1) | 10335 | metre | PRICE Data | Others | Others
Fabricating MS flanges of diameter 500 mm using 16 mm thick MS plate including cost and conveyance charges of MS plate, all fabrication charges, charges of painting the steel work with two or more coat deluxe multi surface paint to give an even shade over an under coat of primer etc. complete: For pipes fabricated with 10mm thick MS plates. (PRICE Code: 100.37.20.2) | 4477.8 | each | PRICE Data | Others | Others
Cutting 500 mm (ID) MS pipes for making bends and other specials by gas cutting including cost of gas, all labour and hire charges of tools etc. complete: For pipes fabricated with 10mm thick MS plates. (PRICE Code: 100.37.20.3) | 375.75 | each | PRICE Data | Others | Others
Welding 500 mm (ID) MS pipes for making bends and other specials by gas/electric welding machine including cost of gas and welding rods ,all labour and hire charges of tools etc. complete: For pipes fabricated with 10mm thick MS plates. (PRICE Code: 100.37.20.4) | 1437.6 | each | PRICE Data | Others | Others
Grinding cut and weld edges of 500 mm (ID) MS pipes during fabrication work including all labour and hire charges of tools etc. complete: For pipes fabricated with 10mm thick MS plates. (PRICE Code: 100.37.20.5) | 269.55 | each | PRICE Data | Others | Others
Fabricating MS pipes of size 600 mm (ID) using 10 mm thick MS plate including cost and conveyance charges of MS plate, all fabrication charges, charges of painting the steel work with two or more coat deluxe multi surface paint to give an even shade over an under coat of primer etc. complete: For pipes fabricated with 10mm thick MS plates. (PRICE Code: 100.37.21.1) | 12077.65 | per metre | PRICE Data | Others | Others
Fabricating MS flanges of diameter 600 mm using 16 mm thick MS plate including cost and conveyance charges of MS plate, all fabrication charges, charges of painting the steel work with two or more coat deluxe multi surface paint to give an even shade over an under coat of primer etc. complete: For pipes fabricated with 10mm thick MS plates. (PRICE Code: 100.37.21.2) | 5493.75 | each | PRICE Data | Others | Others
Cutting 600 mm (ID) MS pipes for making bends and other specials by gas cutting including cost of gas, all labour and hire charges of tools etc. complete: For pipes fabricated with 10mm thick MS plates. (PRICE Code: 100.37.21.3) | 448 | metre | PRICE Data | Others | Others
Welding 600 mm (ID) MS pipes for making bends and other specials by gas/electric welding machine including cost of gas and welding rods ,all labour and hire charges of tools etc. complete: For pipes fabricated with 10mm thick MS plates. (PRICE Code: 100.37.21.4) | 1714.05 | each | PRICE Data | Others | Others
Grinding cut and weld edges of 600 mm (ID) MS pipes during fabrication work including all labour and hire charges of tools etc. complete: For pipes fabricated with 10mm thick MS plates. (PRICE Code: 100.37.21.5) | 321.4 | each | PRICE Data | Others | Others
Fabricating MS pipes of size 700 mm (ID) using 10 mm thick MS plate including cost and conveyance charges of MS plate, all fabrication charges, charges of painting the steel work with two or more coat deluxe multi surface paint to give an even shade over an under coat of primer etc. complete: For pipes fabricated with 10mm thick MS plates. (PRICE Code: 100.37.22.1) | 13825.55 | metre | PRICE Data | Others | Others
Fabricating MS flanges of diameter 700 mm using 16 mm thick MS plate including cost and conveyance charges of MS plate, all fabrication charges, charges of painting the steel work with two or more coat deluxe multi surface paint to give an even shade over an under coat of primer etc. complete: For pipes fabricated with 10mm thick MS plates. (PRICE Code: 100.37.22.2) | 6729.9 | no | PRICE Data | Others | Others
Cutting 700 mm (ID) MS pipes for making bends and other specials by gas cutting including cost of gas, all labour and hire charges of tools etc. complete: For pipes fabricated with 10mm thick MS plates. (PRICE Code: 100.37.22.3) | 520.25 | each | PRICE Data | Others | Others
Welding 700 mm (ID) MS pipes for making bends and other specials by gas/electric welding machine including cost of gas and welding rods ,all labour and hire charges of tools etc. complete: For pipes fabricated with 10mm thick MS plates. (PRICE Code: 100.37.22.4) | 1990.5 | each | PRICE Data | Others | Others
Grinding cut and weld edges of 700 mm (ID) MS pipes during fabrication work including all labour and hire charges of tools etc. complete: For pipes fabricated with 10mm thick MS plates. (PRICE Code: 100.37.22.5) | 373.2 | each | PRICE Data | Others | Others
Fabricating MS pipes of size 750 mm (ID) using 10 mm thick MS plate including cost and conveyance charges of MS plate, all fabrication charges, charges of painting the steel work with two or more coat deluxe multi surface paint to give an even shade over an under coat of primer etc. complete: For pipes fabricated with 10mm thick MS plates. (PRICE Code: 100.37.23.1) | 14696.85 | metre | PRICE Data | Others | Others
Fabricating MS flanges of diameter 750 mm using 16 mm thick MS plate including cost and conveyance charges of MS plate, all fabrication charges, charges of painting the steel work with two or more coat deluxe multi surface paint to give an even shade over an under coat of primer etc. complete: For pipes fabricated with 10mm thick MS plates. (PRICE Code: 100.37.23.2) | 7388.35 | each | PRICE Data | Others | Others
Cutting 750 mm (ID) MS pipes for making bends and other specials by gas cutting including cost of gas, all labour and hire charges of tools etc. complete: For pipes fabricated with 10mm thick MS plates. (PRICE Code: 100.37.23.3) | 556.4 | each | PRICE Data | Others | Others
Welding 750 mm (ID) MS pipes for making bends and other specials by gas/electric welding machine including cost of gas and welding rods ,all labour and hire charges of tools etc. complete: For pipes fabricated with 10mm thick MS plates. (PRICE Code: 100.37.23.4) | 2128.75 | each | PRICE Data | Others | Others
Grinding cut and weld edges of 750 mm (ID) MS pipes during fabrication work including all labour and hire charges of tools etc. complete: For pipes fabricated with 10mm thick MS plates. (PRICE Code: 100.37.23.5) | 399.15 | each | PRICE Data | Others | Others
Fabricating MS pipes of size 800 mm (ID) using 10 mm thick MS plate including cost and conveyance charges of MS plate, all fabrication charges, charges of painting the steel work with two or more coat deluxe multi surface paint to give an even shade over an under coat of primer etc. complete: For pipes fabricated with 10mm thick MS plates. (PRICE Code: 100.37.24.1) | 15568.15 | metre | PRICE Data | Others | Others
Fabricating MS flanges of diameter 800 mm using 16 mm thick MS plate including cost and conveyance charges of MS plate, all fabrication charges, charges of painting the steel work with two or more coat deluxe multi surface paint to give an even shade over an under coat of primer etc. complete: For pipes fabricated with 10mm thick MS plates. (PRICE Code: 100.37.24.2) | 8085.75 | each | PRICE Data | Others | Others
Cutting 800 mm (ID) MS pipes for making bends and other specials by gas cutting including cost of gas, all labour and hire charges of tools etc. complete: For pipes fabricated with 10mm thick MS plates. (PRICE Code: 100.37.24.3) | 592.5 | each | PRICE Data | Others | Others
Welding 800 mm (ID) MS pipes for making bends and other specials by gas/electric welding machine including cost of gas and welding rods ,all labour and hire charges of tools etc. complete: For pipes fabricated with 10mm thick MS plates. (PRICE Code: 100.37.24.4) | 2267 | each | PRICE Data | Others | Others
Grinding cut and weld edges of 800 mm (ID) MS pipes during fabrication work including all labour and hire charges of tools etc. complete: For pipes fabricated with 10mm thick MS plates. (PRICE Code: 100.37.24.5) | 425.05 | each | PRICE Data | Others | Others
Fabricating MS pipes of size 900 mm (ID) using 10 mm thick MS plate including cost and conveyance charges of MS plate, all fabrication charges, charges of painting the steel work with two or more coat deluxe multi surface paint to give an even shade over an under coat of primer etc. complete: For pipes fabricated with 10mm thick MS plates. (PRICE Code: 100.37.25.1) | 17310.8 | metre | PRICE Data | Others | Others
Fabricating MS flanges of diameter 900 mm using 16 mm thick MS plate including cost and conveyance charges of MS plate, all fabrication charges, charges of painting the steel work with two or more coat deluxe multi surface paint to give an even shade over an under coat of primer etc. complete: For pipes fabricated with 10mm thick MS plates. (PRICE Code: 100.37.25.2) | 9481.8 | each | PRICE Data | Others | Others
Cutting 900 mm (ID) MS pipes for making bends and other specials by gas cutting including cost of gas, all labour and hire charges of tools etc. complete: For pipes fabricated with 10mm thick MS plates. (PRICE Code: 100.37.25.3) | 664.75 | each | PRICE Data | Others | Others
Welding 900 mm (ID) MS pipes for making bends and other specials by gas/electric welding machine including cost of gas and welding rods ,all labour and hire charges of tools etc. complete: For pipes fabricated with 10mm thick MS plates. (PRICE Code: 100.37.25.4) | 2543.45 | each | PRICE Data | Others | Others
Grinding cut and weld edges of 900 mm (ID) MS pipes during fabrication work including all labour and hire charges of tools etc. complete: For pipes fabricated with 10mm thick MS plates. (PRICE Code: 100.37.25.5) | 476.9 | each | PRICE Data | Others | Others
Fabricating MS pipes of size 1000 mm (ID) using 10 mm thick MS plate including cost and conveyance charges of MS plate, all fabrication charges, charges of painting the steel work with two or more coat deluxe multi surface paint to give an even shade over an under coat of primer etc. complete: For pipes fabricated with 10mm thick MS plates. (PRICE Code: 100.37.26.1) | 19053.4 | metre | PRICE Data | Others | Others
Fabricating MS flanges of diameter 1000 mm using 16 mm thick MS plate including cost and conveyance charges of MS plate, all fabrication charges, charges of painting the steel work with two or more coat deluxe multi surface paint to give an even shade over an under coat of primer etc. complete: For pipes fabricated with 10mm thick MS plates. (PRICE Code: 100.37.26.2) | 11273 | each | PRICE Data | Others | Others
Cutting 1000 mm (ID) MS pipes for making bends and other specials by gas cutting including cost of gas, all labour and hire charges of tools etc. complete: For pipes fabricated with 10mm thick MS plates. (PRICE Code: 100.37.26.3) | 737 | each | PRICE Data | Others | Others
Welding 1000 mm (ID) MS pipes for making bends and other specials by gas/electric welding machine including cost of gas and welding rods ,all labour and hire charges of tools etc. complete: For pipes fabricated with 10mm thick MS plates. (PRICE Code: 100.37.26.4) | 2819.9 | each | PRICE Data | Others | Others
Grinding cut and weld edges of 1000 mm (ID) MS pipes during fabrication work including all labour and hire charges of tools etc. complete: For pipes fabricated with 10mm thick MS plates. (PRICE Code: 100.37.26.5) | 528.75 | each | PRICE Data | Others | Others
Supply of spindle of suitable for 200mm Sluice valve from monolithic gun metal rod including turning, square cut deburring etc. complete. Observed Data. (PRICE Code: 100.38.1.1) | 10068 | each | PRICE Data | Others | Others
Supply of spindle of suitable for 250mm Sluice valve from monolithic gun metal rod including turning, square cut deburring etc. complete. Observed Data. (PRICE Code: 100.38.1.2) | 11394.1 | each | PRICE Data | Others | Others
Supply of spindle of suitable for 300mm Sluice valve from monolithic gun metal rod including turning, square cut deburring etc. complete. Observed Data. (PRICE Code: 100.38.1.3) | 13887.3 | each | PRICE Data | Others | Others
Supply of spindle of suitable for 350mm Sluice valve from monolithic gun metal rod including turning, square cut deburring etc. complete. Observed Data. (PRICE Code: 100.38.1.4) | 17251.3 | each | PRICE Data | Others | Others
Supply of spindle of suitable for 400mm Sluice valve from monolithic gun metal rod including turning, square cut deburring etc. complete. Observed Data. (PRICE Code: 100.38.1.5) | 20672.2 | each | PRICE Data | Others | Others
Supply of spindle of suitable for 450mm Sluice valve from monolithic gun metal rod including turning, square cut deburring etc. complete. Observed Data. (PRICE Code: 100.38.1.6) | 24754.65 | each | PRICE Data | Others | Others
Supply of spindle of suitable for 500mm Sluice valve from monolithic gun metal rod including turning, square cut deburring etc. complete. Observed Data. (PRICE Code: 100.38.1.7) | 26630.75 | each | PRICE Data | Others | Others
Supply of spindle of suitable for 600mm Sluice valve from monolithic gun metal rod including turning, square cut deburring etc. complete. Observed Data. (PRICE Code: 100.38.1.8) | 30314.3 | each | PRICE Data | Others | Others
Supply of spindle of suitable for 200mm Sluice valve from monolithic stainless steel rod including turning, square cut deburring etc. complete. Observed Data. (PRICE Code: 100.38.2.1) | 10129.45 | each | PRICE Data | Others | Others
Supply of spindle of suitable for 250mm Sluice valve from monolithic stainless steel rod including turning, square cut deburring etc. complete. Observed Data. (PRICE Code: 100.38.2.2) | 11336.25 | each | PRICE Data | Others | Others
Supply of spindle of suitable for 300mm Sluice valve from monolithic stainless steel rod including turning, square cut deburring etc. complete. Observed Data. (PRICE Code: 100.38.2.3) | 13590.6 | no | PRICE Data | Others | Others
Supply of spindle of suitable for 350mm Sluice valve from monolithic stainless steel rod including turning, square cut deburring etc. complete. Observed Data. (PRICE Code: 100.38.2.4) | 16626.4 | each | PRICE Data | Others | Others
Supply of spindle of suitable for 400mm Sluice valve from monolithic stainless steel rod including turning, square cut deburring etc. complete. Observed Data. (PRICE Code: 100.38.2.5) | 19698.35 | each | PRICE Data | Others | Others
Supply of spindle of suitable for 450mm Sluice valve from monolithic stainless steel rod including turning, square cut deburring etc. complete. Observed Data. (PRICE Code: 100.38.2.6) | 23383.2 | each | PRICE Data | Others | Others
Supply of spindle of suitable for 500mm Sluice valve from monolithic stainless steel rod including turning, square cut deburring etc. complete. Observed Data. (PRICE Code: 100.38.2.7) | 25136.85 | each | PRICE Data | Others | Others
"Painting G.I. pipes and fittings with synthetic enamel white paint with two coats over a ready mixed priming coat, both of approved quality for new work. 65 mm Diameter Pipe." "(Ref No. 438 of PHED Data Book Vol. I.) " (PRICE Code: 100.39.1) | 41.95 | metre | PRICE Data | Others | Others
"Painting G.I. pipes and fittings with synthetic enamel white paint with two coats over a ready mixed priming coat, both of approved quality for new work. 80 mm Diameter Pipe." "(Ref No. 439 of PHED Data Book Vol. I.) " (PRICE Code: 100.39.2) | 49.85 | metre | PRICE Data | Others | Others
"Painting G.I. pipes and fittings with synthetic enamel white paint with two coats over a ready mixed priming coat, both of approved quality for new work. 100 mm Diameter Pipe." "(Ref No. 441 of PHED Data Book Vol. I.) " (PRICE Code: 100.39.3) | 65.15 | metre | PRICE Data | Others | Others
"Painting G.I. pipes and fittings with synthetic enamel white paint with two coats over a ready mixed priming coat, both of approved quality for new work. 125 mm Diameter Pipe." "(Ref No. 442 of PHED Data Book Vol. I.) " (PRICE Code: 100.39.4) | 80.3 | metre | PRICE Data | Others | Others
"Painting G.I. pipes and fittings with synthetic enamel white paint with two coats over a ready mixed priming coat, both of approved quality for new work. 150 mm Diameter Pipe." "(Ref No. 443 of PHED Data Book Vol. I.) " (PRICE Code: 100.39.5) | 94.9 | metre | PRICE Data | Others | Others
"Repainting G.I. pipes and fittings with synthetic enamel white paint with one coat of approved quality. 65 mm Diameter Pipe." "(Ref No. 464 of PHED Data Book Vol. I.) " (PRICE Code: 100.40.1) | 20.5 | metre | PRICE Data | Others | Others
"Repainting G.I. pipes and fittings with synthetic enamel white paint with one coat of approved quality. 80 mm Diameter Pipe." "(Ref No. 465 of PHED Data Book Vol. I.) " (PRICE Code: 100.40.2) | 23.9 | metre | PRICE Data | Others | Others
"Repainting G.I. pipes and fittings with synthetic enamel white paint with one coat of approved quality. 100 mm Diameter Pipe." "(Ref No. 467 of PHED Data Book Vol. I.) " (PRICE Code: 100.40.3) | 30.2 | metre | PRICE Data | Others | Others
"Repainting G.I. pipes and fittings with synthetic enamel white paint with one coat of approved quality. 125 mm Diameter Pipe." "(Ref No. 468 of PHED Data Book Vol. I.) " (PRICE Code: 100.40.4) | 37.1 | metre | PRICE Data | Others | Others
Repainting G.I. pipes and fittings with synthetic enamel white paint with one coat of approved quality. 150 mm Diameter Pipe. "(Ref No. 469 of PHED Data Book Vol. I.) " (PRICE Code: 100.40.5) | 43.7 | metre | PRICE Data | Others | Others
"Cutting chase in brick masonry work for fixing pipe and making good the same with brick work in cement mortar 1:6: 100mm dia pipe " NEW DATA (Prepared based on PHED SDB Vol II - Item No.1038) (PRICE Code: 100.41.1) | 311.95 | metre | PRICE Data | Others | Others
"Cutting chase in brick masonry work for fixing pipe and making good the same with brick work in cement mortar 1:6: 90 mm dia pipe " NEW DATA (Prepared based on PHED SDB Vol II - Item No.1039) (PRICE Code: 100.41.2) | 296.65 | metre | PRICE Data | Others | Others
Cutting chase in brick masonry work for fixing pipe and making good the same with brick work in cement mortar 1:6: 80 mm dia pipe " NEW DATA (Prepared based on PHED SDB Vol II - Item No.1040) (PRICE Code: 100.41.3) | 280.1 | metre | PRICE Data | Others | Others
"Cutting chase in brick masonry work for fixing pipe and making good the same with brick work in cement mortar 1:6: 60 mm dia pipe " NEW DATA (Prepared based on PHED SDB Vol II - Item No.1041) (PRICE Code: 100.41.4) | 249.5 | metre | PRICE Data | Others | Others
"Cutting chase in brick masonry work for fixing pipe and making good the same with brick work in cement mortar 1:6: 50 mm dia pipe " NEW DATA (Prepared based on PHED SDB Vol II - Item No.1042) (PRICE Code: 100.41.5) | 234.2 | metre | PRICE Data | Others | Others
Wall bores in rubble masonry walls upto 40cm thick for providing waste pipe connecting 50mm to 100mm size including redoing it with cement mortar on 1:6 etc. NEW DATA (Prepared based on PHED SDB Vol II - Item No.1043) (PRICE Code: 100.41.6) | 269.65 | metre | PRICE Data | Others | Others
Wall bores in rubble masonry walls 40cm and upto 50cm thick for providing waste pipe connecting 50mm to 100mm size including redoing it with cement mortar on 1:6 etc. NEW DATA (Prepared based on PHED SDB Vol II - Item No.1044) (PRICE Code: 100.41.7) | 337.9 | metre | PRICE Data | Others | Others
Wall bores in rubble masonry walls above 50cm and upto 60cmthick for providing waste pipe connecting 50mm to 100mm size including redoing it with cement mortar on 1:6 etc. NEW DATA (Prepared based on PHED SDB Vol II - Item No.1045) (PRICE Code: 100.41.8) | 404.8 | metre | PRICE Data | Others | Others
Wall bores in rubble masonry walls above 60cm and upto 70cmthick for providing waste pipe connecting 50mm to 100mm size including redoing it with cement mortar on 1:6 etc. NEW DATA (Prepared based on PHED SDB Vol II - Item No.1046) (PRICE Code: 100.41.9) | 522.8 | metre | PRICE Data | Others | Others
Wall bores in rubble masonry walls above 70cm and upto 80cmthick for providing waste pipe connecting 50mm to 100mm size including redoing it with cement mortar on 1:6 etc. NEW DATA (Prepared based on PHED SDB Vol II - Item No.1047) (PRICE Code: 100.41.10) | 735.2 | each | PRICE Data | Others | Others
Wall bores in rubble masonry walls above 80cm and upto 90cmthick for providing waste pipe connecting 50mm to 100mm size including redoing it with cement mortar on 1:6 etc. NEW DATA (Prepared based on PHED SDB Vol II - Item No.1048) (PRICE Code: 100.41.11) | 842.15 | each | PRICE Data | Others | Others
Wall bores in rubble masonry walls above 90cm and upto 100cmthick for providing waste pipe connecting 50mm to 100mm size including redoing it with cement mortar on 1:6 etc. NEW DATA (Prepared based on PHED SDB Vol II - Item No.1049) (PRICE Code: 100.41.12) | 950.85 | each | PRICE Data | Others | Others
Wall bores in brick masonry walls upto 20cmthick for providing pipe 50mm to 100mm size including redoing it with cement mortar on 1:6 cement plastering sides etc. NEW DATA (Prepared based on PHED SDB Vol II - Item No.1050) Details of Cost For Each (PRICE Code: 100.41.13) | 113.5 | each | PRICE Data | Others | Others
Wall bores in brick masonry walls above 20cmand upto 30cm thick for providing pipe 50mm to 100mm size including redoing it with cement mortar on 1:6 cement plastering sides etc. NEW DATA (Prepared based on PHED SDB Vol II - Item No.1051) (PRICE Code: 100.41.14) | 146.95 | each | PRICE Data | Others | Others
Wall bores in brick masonry walls above 30cm and upto 40cm thick for providing pipe 50mm to 100mm size including redoing it with cement mortar on 1:6 cement plastering sides etc. NEW DATA (Prepared based on PHED SDB Vol II - Item No.1052) (PRICE Code: 100.41.15) | 210.2 | each | PRICE Data | Others | Others
Wall bores in brick masonry walls above 40cmand upto 50cm thick for providing pipe 50mm to 100mm size including redoing it with cement mortar on 1:6 cement plastering sides etc. NEW DATA (Prepared based on PHED SDB Vol II - Item No.1053) (PRICE Code: 100.41.16) | 267 | each | PRICE Data | Others | Others
Wall bores in brick masonry walls above 50cmand upto 60cm thick for providing pipe 50mm to 100mm size including redoing it with cement mortar on 1:6 cement plastering sides etc. NEW DATA (Prepared based on PHED SDB Vol II - Item No.1054) (PRICE Code: 100.41.17) | 336.75 | each | PRICE Data | Others | Others
Wall bores in brick masonry walls above 60cm and upto 70cm thick for providing pipe 50mm to 100mm size including redoing it with cement mortar on 1:6 cement plastering sides etc. NEW DATA (Prepared based on PHED SDB Vol II - Item No.1055) (PRICE Code: 100.41.18) | 401.4 | each | PRICE Data | Others | Others
Cutting concrete flooring upto 100mm thick laying pipes of size from 80mm to 100mm and rectifying floor with cement concrete 1:3:6 using 20mm broken stone finished with cement plastering 12mm thick 1:4 two coats after laying the pipes. NEW DATA (Prepared based on PHED SDB Vol II - Item No.1056) (PRICE Code: 100.41.19) | 219.55 | metre | PRICE Data | Others | Others
Cutting concrete flooring upto 100mm thick laying pipes of size from 60mm and 50mm and rectifying floor with cement concrete 1:3:6 using 20mm broken stone finished with cement plastering 12mm thick 1:4 two coats after laying the pipes. NEW DATA (Prepared based on PHED SDB Vol II - Item No.1057) (PRICE Code: 100.41.20) | 164.95 | metre | PRICE Data | Others | Others
Boring RCC slab upto 8cm thick for providing pipes or fittings of size 50 to 60mm and rectifying slab with cement concrete 1:2:4 using 20mm broken stone and finishing the top and bottom with cement mortar after placing the pipe or fittings. NEW DATA (Prepared based on PHED SDB Vol II - Item No.1058) (PRICE Code: 100.41.21) | 333.95 | each | PRICE Data | Others | Others
Boring RCC slab above 8cm and upto 10cm thick for providing pipes or fittings of size 50 to 60mm and rectifying slab with cement concrete 1:2:4 using 20mm broken stone and finishing the top and bottom with cement mortar after placing the pipe or fittings. NEW DATA (Prepared based on PHED SDB Vol II - Item No.1059) (PRICE Code: 100.41.22) | 438.2 | each | PRICE Data | Others | Others
Boring RCC slab above 10cm and upto 12cm thick for providing pipes or fittings of size 50 to 60mm and rectifying slab with cement concrete 1:2:4 using 20mm broken stone and finishing the top and bottom with cement mortar after placing the pipe or fittings. NEW DATA (Prepared based on PHED SDB Vol II - Item No.1060) (PRICE Code: 100.41.23) | 548.3 | each | PRICE Data | Others | Others
Boring RCC slab above 12cm and upto 15cm thick for providing pipes or fittings of size 50 to 60mm and rectifying slab with cement concrete 1:2:4 using 20mm broken stone and finishing the top and bottom with cement mortar after placing the pipe or fittings. NEW DATA (Prepared based on PHED SDB Vol II - Item No.1061) (PRICE Code: 100.41.24) | 675.55 | each | PRICE Data | Others | Others
Boring RCC slab upto 8cm thick for providing pipes or fittings of size 80 to 100mm and rectifying slab with cement concrete 1:2:4 using 20mm broken stone and finishing the top and bottom with cement mortar after placing the pipe or fittings. NEW DATA (Prepared based on PHED SDB Vol II - Item No.1062) (PRICE Code: 100.41.25) | 376.1 | each | PRICE Data | Others | Others
Boring RCC slab above 8cm and upto 10cm thick for providing pipes or fittings of size 80 to 100mm and rectifying slab with cement concrete 1:2:4 using 20mm broken stone and finishing the top and bottom with cement mortar after placing the pipe or fittings. NEW DATA (Prepared based on PHED SDB Vol II - Item No.1063) (PRICE Code: 100.41.26) | 490.5 | each | PRICE Data | Others | Others
Boring RCC slab above 10cm and upto 12cm thick for providing pipes or fittings of size 80 to 100mm and rectifying slab with cement concrete 1:2:4 using 20mm broken stone and finishing the top and bottom with cement mortar after placing the pipe or fittings. NEW DATA (Prepared based on PHED SDB Vol II - Item No.1064) (PRICE Code: 100.41.27) | 593.4 | each | PRICE Data | Others | Others
Boring RCC slab above 12cm and upto 15cm thick for providing pipes or fittings of size 80 to 100mm and rectifying slab with cement concrete 1:2:4 using 20mm broken stone and finishing the top and bottom with cement mortar after placing the pipe or fittings. NEW DATA (Prepared based on PHED SDB Vol II - Item No.1065) (PRICE Code: 100.41.28) | 743.1 | each | PRICE Data | Others | Others
Boring RCC slab upto 8cm thick for providing pipes or fittings of size120 mm to 150 mm and rectifying slab with cement concrete 1:2:4 using 20mm broken stone and finishing the top and bottom with cement mortar after placing the pipe or fittings. NEW DATA (Prepared based on PHED SDB Vol II - Item No.1066) (PRICE Code: 100.41.29) | 493.05 | each | PRICE Data | Others | Others
Boring RCC slab 8cm and upto 10cm thick for providing pipes or fittings of size120 mm to 150 mm and rectifying slab with cement concrete 1:2:4 using 20mm broken stone and finishing the top and bottom with cement mortar after placing the pipe or fittings. NEW DATA (Prepared based on PHED SDB Vol II - Item No.1067) (PRICE Code: 100.41.30) | 609 | each | PRICE Data | Others | Others
Boring RCC slab above 10cm and upto 12cm thick for providing pipes or fittings of size120 mm to 150 mm and rectifying slab with cement concrete 1:2:4 using 20mm broken stone and finishing the top and bottom with cement mortar after placing the pipe or fittings. NEW DATA (Prepared based on PHED SDB Vol II - Item No.1068) (PRICE Code: 100.41.31) | 739.55 | each | PRICE Data | Others | Others
Boring RCC slab above 12cm and upto 15cm thick for providing pipes or fittings of size120 mm to 150 mm and rectifying slab with cement concrete 1:2:4 using 20mm broken stone and finishing the top and bottom with cement mortar after placing the pipe or fittings. NEW DATA (Prepared based on PHED SDB Vol II - Item No.1069) (PRICE Code: 100.41.32) | 923.5 | each | PRICE Data | Others | Others
Supplying and fixing 500mm dia CI manhole cover with frame( medium duty) charges including all cost, labour charges etc complete. (PRICE Code: 100.41.33) | 5536.6 | no | PRICE Data | Others | Others
Supplying and fixing Rectangular CI manhole cover 455x610 mm with frame (low duty) charges including all cost, labour charges etc complete. (PRICE Code: 100.41.34) | 2063.7 | each | PRICE Data | Others | Others
Supplying, seiving, stacking and spreading 40mm broken stone in the gallery trenches as per standard norms including cost of all materials. (PRICE Code: 100.41.35) | 2289.05 | cum | PRICE Data | Others | Others
Supplying, seiving, stacking and spreading 20mm to 12.5mm broken stone in the gallery trenches as per standard norms including cost of all materials. (PRICE Code: 100.41.36) | 2336.65 | cum | PRICE Data | Others | Others
Supplying, seiving, stacking and spreading 10mm to 6mm broken stone in the gallery trenches as per standard norms including cost of all materials. (PRICE Code: 100.41.37) | 2365.7 | cum | PRICE Data | Others | Others
Supplying, seiving, stacking and spreading Coarse sand (zone III) in the gallery trenches as per standard norms including cost of all materials. (PRICE Code: 100.41.38) | 2077.45 | cum | PRICE Data | Others | Others
Supply ,stacking,spreading and consolidating of Quarry Muck in the trench of pipe line, including carriage, loading ,unloading & stacking up to any lead. (PRICE Code: 100.41.39) | 481.9 | cum | PRICE Data | Others | Others
Supply ,stacking,spreading and consolidating of Red earth in the trench of pipe line for cushion including carriage, loading ,unloading & stacking up to any lead. (PRICE Code: 100.41.40) | 261.95 | cum | PRICE Data | Others | Others
Taking fly levels from the nearest G.T.S.B.M. and closing on the starting B.M. including conveyance of instruments etc.along road or in open country (out - turn 6 Km per day, 3 KM up and 3KM down) NEW DATA (Prepared based on PWD SDB - Item No.803 (PRICE Code: 100.42.1) | 350 | km | PRICE Data | Others | Others
Taking fly levels from the nearest G.T.S.B.M. and closing on the starting B.M. including conveyance of instruments etc. along road with heavy traffic (out - turn 4 Km per day) NEW DATA (Prepared based on PWD SDB - Item No.803(a) (PRICE Code: 100.42.2) | 525 | km | PRICE Data | Others | Others
Taking site survey with plane table or by compous traverse or theodolite traverse including labour for clearing obstructions,conveyance of instruments and cost of pegs etc.along road or in open country(out - turn 4 Hectares per day) NEW DATA (Prepared based on PWD SDB - Item No.804) (PRICE Code: 100.42.3) | 526.45 | Hecter | PRICE Data | Others | Others
Taking site survey with plane table or by compous traverse or theodolite traverse including labour for clearing obstructions,conveyance of instruments and cost of pegs etc.in heavily built up areas or in thick jungle (out - turn 2 Hectares per day) NEW DATA (Prepared based on PWD SDB - Item No.804(a) (PRICE Code: 100.42.4) | 1052.85 | Hecter | PRICE Data | Others | Others
Taking spot levels at an average of one per 10 m2 etc. In roads or in open country(out - turn 1.50 Hectares per day) NEW DATA (Prepared based on PWD SDB - Item No.805) (PRICE Code: 100.42.5) | 2799.85 | Hecter | PRICE Data | Others | Others
Taking spot levels at an average of one per 10 m2 etc. in heavily built up areas,roads with heavy traffic or in thick jungle (out - turn 1 Hectares per day) NEW DATA (Prepared based on PWD SDB - Item No.805(a)) (PRICE Code: 100.42.6) | 8399.6 | Hecter | PRICE Data | Others | Others
Taking site survey with plain table or by compass traverse or theodolite traverse and taking spot levels at an average of one per 10m2 including labour for clearing obstructions,conveyance of instruments and cost of peg(Out-turn 1 hectares per day) NEW DATA (Prepared based on PWD SDB - Item No.806) (PRICE Code: 100.42.7) | 5253.6 | Hecter | PRICE Data | Others | Others
Taking site survey with plain table or by compass traverse or theodolite traverse and taking spot levels at an average of one per 10m2 including labour for clearing obstructions,conveyance of instruments and cost of peg in heavily built up areas,roads with heavy traffic and thick jungle(Out-turn 0.60 hectares per day) NEW DATA (Prepared based on PWD SDB - Item No.806(a)) (PRICE Code: 100.42.8) | 10503.35 | Hecter | PRICE Data | Others | Others
Taking longitudinal section along the road or in open country(Out-turn 6 KM per day) NEW DATA (Prepared based on PWD SDB - Item No.808) (PRICE Code: 100.42.9) | 116.65 | km | PRICE Data | Others | Others
Taking longitudinal section along the road or in heavy traffic and thick jungle(Out-turn 4 KM per day) NEW DATA (Prepared based on PWD SDB - Item No.808) (PRICE Code: 100.42.10) | 350 | km | PRICE Data | Others | Others
Taking cross sections at suitable intervals including taking points for longitudinal section in open country(Out-turn 2 KM of cross section per day) NEW DATA (Prepared based on PWD SDB - Item No.809) (PRICE Code: 100.42.11) | 1049.95 | Each Cut | PRICE Data | Others | Others
Surveying with Electronic Total Station with single prism in normal terrain and normal traffic. (PRICE Code: 100.42.12) | 1930.95 | km | PRICE Data | Others | Others
Surveying using Electronic Total Station with double prism in normal terrain and normal traffic. (PRICE Code: 100.42.13) | 1860.6 | km | PRICE Data | Others | Others
Surveying using Electronic Total Station with single prism in hilly terrain / normal terrain with heavy traffic. (PRICE Code: 100.42.14) | 2878.75 | km | PRICE Data | Others | Others
Surveying using Electronic Total Station with double prism in hilly terrain / normal terrain with heavy traffic. (PRICE Code: 100.42.15) | 2773.35 | km | PRICE Data | Others | Others
Conveying, laying and jointing glazed stoneware pipes class SP-1 with stiff mixture of cement mortar in the proportion of 1:1 (1 cement : 1 fine sand) including testing of joints etc. complete (excuding cost of pipes): 100 mm diameter. Data derived from item no.19.1.1 of DAR (PRICE Code: 100.43.1) | 158.15 | metre | PRICE Data | Others | Others
Conveying, laying and jointing glazed stoneware pipes class SP-1 with stiff mixture of cement mortar in the proportion of 1:1 (1 cement : 1 fine sand) including testing of joints etc. complete (excuding cost of pipes): 150 mm diameter. Data derived from item no.19.1.2 of DAR (PRICE Code: 100.43.2) | 221.3 | metre | PRICE Data | Others | Others
"Conveying, laying and jointing glazed stoneware pipes class SP-1 with stiff mixture of cement mortar in the proportion of 1:1 (1 cement : 1 fine sand) including testing of joints etc. complete (excuding cost of pipes): 200 mm diameter." Data derived from item no.19.1.3 of DAR (PRICE Code: 100.43.3) | 263.6 | metre | PRICE Data | Others | Others
"Conveying, laying and jointing glazed stoneware pipes class SP-1 with stiff mixture of cement mortar in the proportion of 1:1 (1 cement : 1 fine sand) including testing of joints etc. complete (excuding cost of pipes): 250 mm diameter." Data derived from item no.19.1.6 of DAR (PRICE Code: 100.43.4) | 337.5 | metre | PRICE Data | Others | Others
"Conveying, laying and jointing glazed stoneware pipes class SP-1 with stiff mixture of cement mortar in the proportion of 1:1 (1 cement : 1 fine sand) including testing of joints etc. complete (excuding cost of pipes): 300 mm diameter." Data derived from item no.19.1.6 of DAR (PRICE Code: 100.43.5) | 377.35 | metre | PRICE Data | Others | Others
Conveying, laying and jointing glazed stoneware pipes class SP-1 with stiff mixture of cement mortar in the proportion of 1:1 (1 cement : 1 fine sand) including testing of joints etc. complete: 350 mm diameter. Observed Data derived from item no.19.1 of DAR (PRICE Code: 100.43.6) | 432.35 | metre | PRICE Data | Others | Others
Conveying, laying and jointing glazed stoneware pipes class SP-1 with stiff mixture of cement mortar in the proportion of 1:1 (1 cement : 1 fine sand) including testing of joints etc. complete: 400 mm diameter. Observed Data derived from item no.19.1 of DAR (PRICE Code: 100.43.7) | 490 | metre | PRICE Data | Others | Others
"Conveying and laying non-pressure NP2 class (light duty) R.C.C. pipes with collars jointed with stiff mixture of cement mortar in the proportion of 1:2 (1 cement : 2 fine sand) including testing of joints etc. complete (excuding cost of pipes and collars): 100 mm dia R.C.C.Pipe." "Data derived from item no.19.6.1 of DAR " (PRICE Code: 100.44.1.1) | 111.2 | metre | PRICE Data | Others | Others
"Conveying and laying non-pressure NP2 class (light duty) R.C.C. pipes with collars jointed with stiff mixture of cement mortar in the proportion of 1:2 (1 cement : 2 fine sand) including testing of joints etc. complete (excuding cost of pipes and collars): 150 mm dia R.C.C.Pipe" "Data derived from item no.19.6.2 of DAR " (PRICE Code: 100.44.1.2) | 135.05 | metre | PRICE Data | Others | Others
"Conveying and laying non-pressure NP2 class (light duty) R.C.C. pipes with collars jointed with stiff mixture of cement mortar in the proportion of 1:2 (1 cement : 2 fine sand) including testing of joints etc. complete (excuding cost of pipes and collars): 250 mm dia R.C.C.Pipe." "Data derived from item no.19.6.3 of DAR " (PRICE Code: 100.44.1.3) | 219.4 | metre | PRICE Data | Others | Others
"Conveying and laying non-pressure NP2 class (light duty) R.C.C. pipes with collars jointed with stiff mixture of cement mortar in the proportion of 1:2 (1 cement : 2 fine sand) including testing of joints etc. complete(excuding cost of pipes and collars): 450 mm dia R.C.C.Pipe." " Data derived from item no.19.6.5 of DAR " (PRICE Code: 100.44.1.4) | 207.35 | metre | PRICE Data | Others | Others
"Conveying and laying non-pressure NP2 class (light duty) R.C.C. pipes with collars jointed with stiff mixture of cement mortar in the proportion of 1:2 (1 cement : 2 fine sand) including testing of joints etc. complete(excuding cost of pipes and collars): 450 mm dia R.C.C.Pipe." " Data derived from item no.19.6.5 of DAR " (PRICE Code: 100.44.1.5) | 291.45 | metre | PRICE Data | Others | Others
"Conveying and laying non-pressure NP2 class (light duty) R.C.C. pipes with collars jointed with stiff mixture of cement mortar in the proportion of 1:2 (1 cement : 2 fine sand) including testing of joints etc. complete (excuding cost of pipes and collars): 500 mm dia R.C.C.Pipe." "Data derived from item no.19.6.6 of DAR " (PRICE Code: 100.44.1.6) | 310.6 | metre | PRICE Data | Others | Others
"Conveying and laying non-pressure NP2 class (light duty) R.C.C. pipes with collars jointed with stiff mixture of cement mortar in the proportion of 1:2 (1 cement : 2 fine sand) including testing of joints etc. complete (excuding cost of pipes and collars): 600 mm dia R.C.C.Pipe." " Data derived from item no.19.6.7 of DAR " (PRICE Code: 100.44.1.7) | 361.3 | metre | PRICE Data | Others | Others
"Conveying and laying non-pressure NP2 class (light duty) R.C.C. pipes with collars jointed with stiff mixture of cement mortar in the proportion of 1:2 (1 cement : 2 fine sand) including testing of joints etc. complete (excuding cost of pipes and collars): 700 mm dia R.C.C.Pipe." "Data derived from item no.19.6.8 of DAR " (PRICE Code: 100.44.1.8) | 404.5 | metre | PRICE Data | Others | Others
"Conveying and laying non-pressure NP2 class (light duty) R.C.C. pipes with collars jointed with stiff mixture of cement mortar in the proportion of 1:2 (1 cement : 2 fine sand) including testing of joints etc. complete (excuding cost of pipes and collars): 800 mm dia R.C.C.Pipe." "Data derived from item no.19.6.9 of DAR " (PRICE Code: 100.44.1.9) | 440.6 | metre | PRICE Data | Others | Others
"Conveying and laying non-pressure NP2 class (light duty) R.C.C. pipes with collars jointed with stiff mixture of cement mortar in the proportion of 1:2 (1 cement : 2 fine sand) including testing of joints etc. complete (excuding cost of pipes and collars): 900 mm dia R.C.C.Pipe." "Data derived from item no.19.6.10 of DAR " (PRICE Code: 100.44.1.10) | 538.2 | metre | PRICE Data | Others | Others
"Conveying and laying non-pressure NP2 class (light duty) R.C.C. pipes with collars jointed with stiff mixture of cement mortar in the proportion of 1:2 (1 cement : 2 fine sand) including testing of joints etc. complete (excuding cost of pipes and collars): 1000 mm dia R.C.C.Pipe." "Data derived from item no.19.6.11 of DAR " (PRICE Code: 100.44.1.11) | 668.9 | metre | PRICE Data | Others | Others
"Conveying and laying non-pressure NP2 class (light duty) R.C.C. pipes with collars jointed with stiff mixture of cement mortar in the proportion of 1:2 (1 cement : 2 fine sand) including testing of joints etc. complete (excuding cost of pipes and collars): 1100 mm dia R.C.C.Pipe." "Data derived from item no.19.6.12 of DAR " (PRICE Code: 100.44.1.12) | 826.3 | metre | PRICE Data | Others | Others
"Conveying and laying non-pressure NP2 class (light duty) R.C.C. pipes with collars jointed with stiff mixture of cement mortar in the proportion of 1:2 (1 cement : 2 fine sand) including testing of joints etc. complete (excuding cost of pipes and collars): 1200 mm dia R.C.C.Pipe." "Data derived from item no.19.6.13 of DAR " (PRICE Code: 100.44.1.13) | 1009.9 | metre | PRICE Data | Others | Others
"Conveying and laying non-pressure NP2 class (light duty) R.C.C. pipes with collars jointed with stiff mixture of cement mortar in the proportion of 1:2 (1 cement : 2 fine sand) including testing of joints etc. complete (excuding cost of pipes and collar) : 1400 mm dia R.C.C.Pipe." "Observed Data derived from item no.19.6 of DAR " (PRICE Code: 100.44.1.14) | 1230.5 | metre | PRICE Data | Others | Others
"Conveying and laying non-pressure NP2 class (light duty) R.C.C. pipes with collars jointed with stiff mixture of cement mortar in the proportion of 1:2 (1 cement : 2 fine sand) including testing of joints etc. complete (excuding cost of pipes and collar) : 1600 mm dia R.C.C.Pipe." "Observed Data derived from item no.19.6 of DAR " (PRICE Code: 100.44.1.15) | 1558.45 | metre | PRICE Data | Others | Others
"Conveying and laying non-pressure NP2 class (light duty) R.C.C. pipes with collars jointed with stiff mixture of cement mortar in the proportion of 1:2 (1 cement : 2 fine sand) including testing of joints etc. complete: (excuding cost of pipes and collar) : 1800 mm dia R.C.C.Pipe." "Observed Data derived from item no.19.6 of DAR " (PRICE Code: 100.44.1.16) | 1935.05 | metre | PRICE Data | Others | Others
Laying Non Pressure NP-3 class (Medium duty) R.C.C. pipes including collars/spigot jointed with stiff mixture of cement mortar in the proportion of 1:2 (1 cement : 2 fine sand) including testing of joints etc. complete (excuding cost of pipes and collar) : 350mm dia.RCC Pipes " "Observed Data derived from item no.19.35 of DAR " (PRICE Code: 100.44.2.1) | 115.6 | metre | PRICE Data | Others | Others
"Laying Non Pressure NP-3 class (Medium duty) R.C.C. pipes including collars/spigot jointed with stiff mixture of cement mortar in the proportion of 1:2 (1 cement : 2 fine sand) including testing of joints etc. complete (excuding cost of pipes and collar) : 400mm dia.RCC Pipes. " "Observed Data derived from item no.19.35 of DAR " (PRICE Code: 100.44.2.2) | 164.25 | metre | PRICE Data | Others | Others
"Conveying and laying Non Pressure NP-3 class (Medium duty) R.C.C. pipes including collars/spigot jointed with stiff mixture of cement mortar in the proportion of 1:2 (1 cement : 2 fine sand) including testing of joints etc. complete (excuding cost of pipes and collars) : 450mm dia.RCC Pipes." "Data derived from item no.19.35.1 of DAR " (PRICE Code: 100.44.2.3) | 279.85 | metre | PRICE Data | Others | Others
"Laying Non Pressure NP-3 class (Medium duty) R.C.C. pipes including collars/spigot jointed with stiff mixture of cement mortar in the proportion of 1:2 (1 cement : 2 fine sand) including testing of joints etc. complete (excuding cost of pipes and collar) : 500mm dia.RCC Pipes." "Observed Data derived from item no.19.35 of DAR " (PRICE Code: 100.44.2.4) | 226.75 | metre | PRICE Data | Others | Others
"Conveying and laying Non Pressure NP-3 class (Medium duty) R.C.C. pipes including collars/spigot jointed with stiff mixture of cement mortar in the proportion of 1:2 (1 cement : 2 fine sand) including testing of joints etc. complete (excuding cost of pipes and collars) : 600mm dia.RCC Pipes." "Data derived from item no.19.35.2 of DAR " (PRICE Code: 100.44.2.5) | 273.8 | metre | PRICE Data | Others | Others
"Laying Non Pressure NP-3 class (Medium duty) R.C.C. pipes including collars/spigot jointed with stiff mixture of cement mortar in the proportion of 1:2 (1 cement : 2 fine sand) including testing of joints etc. complete (excuding cost of pipes and collar) : 700mm dia.RCC Pipes." "Observed Data derived from item no.19.35 of DAR " (PRICE Code: 100.44.2.6) | 368.95 | metre | PRICE Data | Others | Others
"Laying Non Pressure NP-3 class (Medium duty) R.C.C. pipes including collars/spigot jointed with stiff mixture of cement mortar in the proportion of 1:2 (1 cement : 2 fine sand) including testing of joints etc. complete (excuding cost of pipes and collar) : 800mm dia.RCC Pipes." "Observed Data derived from item no.19.35 of DAR " (PRICE Code: 100.44.2.7) | 433.15 | metre | PRICE Data | Others | Others
"Conveying and laying Non Pressure NP-3 class (Medium duty) R.C.C. pipes including collars/spigot jointed with stiff mixture of cement mortar in the proportion of 1:2 (1 cement : 2 fine sand) including testing of joints etc. complete (excuding cost of pipes and collars) : 900mm dia.RCC Pipes." "Data derived from item no.19.35.3 of DAR " (PRICE Code: 100.44.2.8) | 417.45 | metre | PRICE Data | Others | Others
"Conveying and laying Non Pressure NP-3 class (Medium duty) R.C.C. pipes including collars/spigot jointed with stiff mixture of cement mortar in the proportion of 1:2 (1 cement : 2 fine sand) including testing of joints etc. complete (excuding cost of pipes and collars) : 1000mm dia.RCC Pipes." "Data derived from item no.19.35.4 of DAR " (PRICE Code: 100.44.2.9) | 536.9 | metre | PRICE Data | Others | Others
"Conveying and laying non-pressure NP2 class (light duty) R.C.C. pipes with collars jointed with stiff mixture of cement mortar in the proportion of 1:2 (1 cement : 2 fine sand) including testing of joints etc. complete (excuding cost of pipes and collars): 900 mm dia R.C.C.Pipe." "Data derived from item no.19.6.10 of DAR " (PRICE Code: 100.44.2.10) | 670.4 | metre | PRICE Data | Others | Others
"Conveying and laying non-pressure NP2 class (light duty) R.C.C. pipes with collars jointed with stiff mixture of cement mortar in the proportion of 1:2 (1 cement : 2 fine sand) including testing of joints etc. complete (excuding cost of pipes and collars): 1000 mm dia R.C.C.Pipe." "Data derived from item no.19.6.11 of DAR " (PRICE Code: 100.44.2.11) | 853.85 | metre | PRICE Data | Others | Others
"Conveying and laying non-pressure NP2 class (light duty) R.C.C. pipes with collars jointed with stiff mixture of cement mortar in the proportion of 1:2 (1 cement : 2 fine sand) including testing of joints etc. complete (excuding cost of pipes and collars): 1100 mm dia R.C.C.Pipe." "Data derived from item no.19.6.12 of DAR " (PRICE Code: 100.44.2.12) | 1226.35 | metre | PRICE Data | Others | Others
Repairing leakage/breakage of 80 mm AC pipe line by cutting and dismantling the damaged pipe portion (up to 1.5 m) including charges for earth work excavation in all kinds of soil including tar / concrete cutting for exposing leak portion of the pipe, operating control valves if any, conveying to the site and cutting new AC pipe to the required length, rejointing the pipeline using CID Joints , testing the pipe line by operating the valves concerned, and rectifying the defects any noticed and without causing any damages to the existing utilities and refilling the trenches using excavated earth in layers not exceeding 20cm depth including consolidating each layers by ramming, watering, charges for removing surplus soil from work site, including hire for tools and plant, conveyance of tools and materials, bailing out water, providing caution boards, lighting, watching, ribbon fencing, traffic controlling etc.complete as per the direction of Departmental officers excluding the cost of pipe and CID Joints. (PRICE Code: 100.46.1.1) | 2149.75 | Leak | PRICE Data | Others | Others
Repairing leakage/breakage of 100 mm AC pipe line by cutting and dismantling the damaged pipe portion (Up to 1.5 m) including charges for earth work excavation in all kinds of soil including tar / concrete cutting for for exposing leak portion of the pipe, operating control valves if any, conveying to the site and cutting new AC pipe to the required length, rejointing the pipeline using CID Joints , testing the pipe line by operating the valves concerned, and rectifying the defects any noticed and without causing any damages to the existing utilities and refilling the trenches using excavated earth in layers not exceeding 20cm depth including consolidating each layers by ramming, watering, charges for removing surplus soil from work site, including hire for tools and plant, conveyance of tools and materials, bailing out water, providing caution boards, lighting, watching, ribbon fencing, traffic controlling etc.complete as per the direction of Departmental officers excluding the cost of pipe and CID Joints. (PRICE Code: 100.46.1.2) | 2388 | Leak | PRICE Data | Others | Others
Repairing leakage/breakage of 125 mm AC pipe line by cutting and dismantling the damaged pipe portion (Up to 1.5 m) including charges for earth work excavation in all kinds of soil including tar / concrete cutting for for exposing leak portion of the pipe, operating control valves if any, conveying to the site and cutting new AC pipe to the required length, rejointing the pipeline using CID Joints , testing the pipe line by operating the valves concerned, and rectifying the defects any noticed and without causing any damages to the existing utilities and refilling the trenches using excavated earth in layers not exceeding 20cm depth including consolidating each layers by ramming, watering, charges for removing surplus soil from work site, including hire for tools and plant, conveyance of tools and materials, bailing out water, providing caution boards, lighting, watching, ribbon fencing, traffic controlling etc.complete as per the direction of Departmental officers excluding the cost of pipe and CID Joints. (PRICE Code: 100.46.1.3) | 2594.05 | Leak | PRICE Data | Others | Others
Repairing leakage/breakage of 150 mm AC pipe line by cutting and dismantling the damaged pipe portion (Up to 1.5 m) including charges for earth work excavation in all kinds of soil including tar / concrete cutting for for exposing leak portion of the pipe, operating control valves if any, conveying to the site and cutting new AC pipe to the required length, rejointing the pipeline using CID Joints , testing the pipe line by operating the valves concerned, and rectifying the defects any noticed and without causing any damages to the existing utilities and refilling the trenches using excavated earth in layers not exceeding 20cm depth including consolidating each layers by ramming, watering, charges for removing surplus soil from work site, including hire for tools and plant, conveyance of tools and materials, bailing out water, providing caution boards, lighting, watching, ribbon fencing, traffic controlling etc.complete as per the direction of Departmental officers excluding the cost of pipe and CID Joints. (PRICE Code: 100.46.1.4) | 2852.85 | Leak | PRICE Data | Others | Others
Repairing leakage/breakage of 175 mm AC pipe line by cutting and dismantling the damaged pipe portion (Up to 1.5 m) including charges for earth work excavation in all kinds of soil including tar / concrete cutting for for exposing leak portion of the pipe, operating control valves if any, conveying to the site and cutting new AC pipe to the required length, rejointing the pipeline using CID Joints , testing the pipe line by operating the valves concerned, and rectifying the defects any noticed and without causing any damages to the existing utilities and refilling the trenches using excavated earth in layers not exceeding 20cm depth including consolidating each layers by ramming, watering, charges for removing surplus soil from work site, including hire for tools and plant, conveyance of tools and materials, bailing out water, providing caution boards, lighting, watching, ribbon fencing, traffic controlling etc.complete as per the direction of Departmental officers excluding the cost of pipe and CID Joints. (PRICE Code: 100.46.1.5) | 3037.85 | Leak | PRICE Data | Others | Others
Repairing leakage/breakage of 200 mm AC pipe line by cutting and dismantling the damaged pipe portion (Up to 1.5 m) including charges for earth work excavation in all kinds of soil including tar / concrete cutting for for exposing leak portion of the pipe, operating control valves if any, conveying to the site and cutting new AC pipe to the required length, rejointing the pipeline using CID Joints , testing the pipe line by operating the valves concerned, and rectifying the defects any noticed and without causing any damages to the existing utilities and refilling the trenches using excavated earth in layers not exceeding 20cm depth including consolidating each layers by ramming, watering, charges for removing surplus soil from work site, including hire for tools and plant, conveyance of tools and materials, bailing out water, providing caution boards, lighting, watching, ribbon fencing, traffic controlling etc.complete as per the direction of Departmental officers excluding the cost of pipe and CID Joints. (PRICE Code: 100.46.1.6) | 3543.1 | Leak | PRICE Data | Others | Others
Repairing leakage/breakage of 225 mm AC pipe line by cutting and dismantling the damaged pipe portion (Up to 1.5 m) including charges for earth work excavation in all kinds of soil including tar / concrete cutting for for exposing leak portion of the pipe, operating control valves if any, conveying to the site and cutting new AC pipe to the required length, rejointing the pipeline using CID Joints , testing the pipe line by operating the valves concerned, and rectifying the defects any noticed and without causing any damages to the existing utilities and refilling the trenches using excavated earth in layers not exceeding 20cm depth including consolidating each layers by ramming, watering, charges for removing surplus soil from work site, including hire for tools and plant, conveyance of tools and materials, bailing out water, providing caution boards, lighting, watching, ribbon fencing, traffic controlling etc.complete as per the direction of Departmental officers excluding the cost of pipe and CID Joints. (PRICE Code: 100.46.1.7) | 3657.7 | Leak | PRICE Data | Others | Others
Repairing leakage/breakage of 250 mm AC pipe line by cutting and dismantling the damaged pipe portion (Up to 1.5 m) including charges for earth work excavation in all kinds of soil including tar / concrete cutting for for exposing leak portion of the pipe, operating control valves if any, conveying to the site and cutting new AC pipe to the required length, rejointing the pipeline using CID Joints , testing the pipe line by operating the valves concerned, and rectifying the defects any noticed and without causing any damages to the existing utilities and refilling the trenches using excavated earth in layers not exceeding 20cm depth including consolidating each layers by ramming, watering, charges for removing surplus soil from work site, including hire for tools and plant, conveyance of tools and materials, bailing out water, providing caution boards, lighting, watching, ribbon fencing, traffic controlling etc.complete as per the direction of Departmental officers excluding the cost of pipe and CID Joints. (PRICE Code: 100.46.1.8) | 3965.65 | Leak | PRICE Data | Others | Others
Repairing leakage/breakage of 300 mm AC pipe line by cutting and dismantling the damaged pipe portion (Up to 1.5 m) including charges for earth work excavation in all kinds of soil including tar / concrete cutting for for exposing leak portion of the pipe, operating control valves if any, conveying to the site and cutting new AC pipe to the required length, rejointing the pipeline using CID Joints , testing the pipe line by operating the valves concerned, and rectifying the defects any noticed and without causing any damages to the existing utilities and refilling the trenches using excavated earth in layers not exceeding 20cm depth including consolidating each layers by ramming, watering, charges for removing surplus soil from work site, including hire for tools and plant, conveyance of tools and materials, bailing out water, providing caution boards, lighting, watching, ribbon fencing, traffic controlling etc.complete as per the direction of Departmental officers excluding the cost of pipe and CID Joints. (PRICE Code: 100.46.1.9) | 4605 | Leak | PRICE Data | Others | Others
Repairing leakage/breakage of 350 mm AC pipe line by cutting and dismantling the damaged pipe portion (Up to 1.5 m) including charges for earth work excavation in all kinds of soil including tar / concrete cutting for for exposing leak portion of the pipe, operating control valves if any, conveying to the site and cutting new AC pipe to the required length, rejointing the pipeline using CID Joints , testing the pipe line by operating the valves concerned, and rectifying the defects any noticed and without causing any damages to the existing utilities and refilling the trenches using excavated earth in layers not exceeding 20cm depth including consolidating each layers by ramming, watering, charges for removing surplus soil from work site, including hire for tools and plant, conveyance of tools and materials, bailing out water, providing caution boards, lighting, watching, ribbon fencing, traffic controlling etc.complete as per the direction of Departmental officers excluding the cost of pipe and CID Joints. (PRICE Code: 100.46.1.10) | 5287.25 | Leak | PRICE Data | Others | Others
Repairing leakage/breakage of 400 mm AC pipe line by cutting and dismantling the damaged pipe portion (Up to 1.5 m) including charges for earth work excavation in all kinds of soil including tar / concrete cutting for for exposing leak portion of the pipe, operating control valves if any, conveying to the site and cutting new AC pipe to the required length, rejointing the pipeline using CID Joints , testing the pipe line by operating the valves concerned, and rectifying the defects any noticed and without causing any damages to the existing utilities and refilling the trenches using excavated earth in layers not exceeding 20cm depth including consolidating each layers by ramming, watering, charges for removing surplus soil from work site, including hire for tools and plant, conveyance of tools and materials, bailing out water, providing caution boards, lighting, watching, ribbon fencing, traffic controlling etc.complete as per the direction of Departmental officers excluding the cost of pipe and CID Joints. (PRICE Code: 100.46.1.11) | 5934.95 | Leak | PRICE Data | Others | Others
Repairing leakage/breakage of 80 mm AC pipe line by cutting and dismantling the damaged pipe portion (Up to 3.0 m) including charges for earth work excavation in all kinds of soil including tar / concrete cutting for for exposing leak portion of the pipe, operating control valves if any, conveying to the site and cutting new AC pipe to the required length, rejointing the pipeline using CID Joints , testing the pipe line by operating the valves concerned, and rectifying the defects any noticed and without causing any damages to the existing utilities and refilling the trenches using excavated earth in layers not exceeding 20cm depth including consolidating each layers by ramming, watering, charges for removing surplus soil from work site, including hire for tools and plant, conveyance of tools and materials, bailing out water, providing caution boards, lighting, watching, ribbon fencing, traffic controlling etc.complete as per the direction of Departmental officers excluding the cost of pipe and CID Joints. (PRICE Code: 100.46.2.1) | 2984.65 | Leak | PRICE Data | Others | Others
Repairing leakage/breakage of 100 mm AC pipe line by cutting and dismantling the damaged pipe portion (Up to 3.0 m) including charges for earth work excavation in all kinds of soil including tar / concrete cutting for for exposing leak portion of the pipe, operating control valves if any, conveying to the site and cutting new AC pipe to the required length, rejointing the pipeline using CID Joints , testing the pipe line by operating the valves concerned, and rectifying the defects any noticed and without causing any damages to the existing utilities and refilling the trenches using excavated earth in layers not exceeding 20cm depth including consolidating each layers by ramming, watering, charges for removing surplus soil from work site, including hire for tools and plant, conveyance of tools and materials, bailing out water, providing caution boards, lighting, watching, ribbon fencing, traffic controlling etc.complete as per the direction of Departmental officers excluding the cost of pipe and CID Joints. (PRICE Code: 100.46.2.2) | 3287.85 | Leak | PRICE Data | Others | Others
Repairing leakage/breakage of 125 mm AC pipe line by cutting and dismantling the damaged pipe portion (Up to 3.0 m) including charges for earth work excavation in all kinds of soil including tar / concrete cutting for for exposing leak portion of the pipe, operating control valves if any, conveying to the site and cutting new AC pipe to the required length, rejointing the pipeline using CID Joints , testing the pipe line by operating the valves concerned, and rectifying the defects any noticed and without causing any damages to the existing utilities and refilling the trenches using excavated earth in layers not exceeding 20cm depth including consolidating each layers by ramming, watering, charges for removing surplus soil from work site, including hire for tools and plant, conveyance of tools and materials, bailing out water, providing caution boards, lighting, watching, ribbon fencing, traffic controlling etc.complete as per the direction of Departmental officers excluding the cost of pipe and CID Joints. (PRICE Code: 100.46.2.3) | 3539.3 | Leak | PRICE Data | Others | Others
Repairing leakage/breakage of 150 mm AC pipe line by cutting and dismantling the damaged pipe portion (Up to 3.0 m) including charges for earth work excavation in all kinds of soil including tar / concrete cutting for for exposing leak portion of the pipe, operating control valves if any, conveying to the site and cutting new AC pipe to the required length, rejointing the pipeline using CID Joints , testing the pipe line by operating the valves concerned, and rectifying the defects any noticed and without causing any damages to the existing utilities and refilling the trenches using excavated earth in layers not exceeding 20cm depth including consolidating each layers by ramming, watering, charges for removing surplus soil from work site, including hire for tools and plant, conveyance of tools and materials, bailing out water, providing caution boards, lighting, watching, ribbon fencing, traffic controlling etc.complete as per the direction of Departmental officers excluding the cost of pipe and CID Joints. (PRICE Code: 100.46.2.4) | 3815.4 | Leak | PRICE Data | Others | Others
Repairing leakage/breakage of 175 mm AC pipe line by cutting and dismantling the damaged pipe portion (Up to 3.0 m) including charges for earth work excavation in all kinds of soil including tar / concrete cutting for for exposing leak portion of the pipe, operating control valves if any, conveying to the site and cutting new AC pipe to the required length, rejointing the pipeline using CID Joints , testing the pipe line by operating the valves concerned, and rectifying the defects any noticed and without causing any damages to the existing utilities and refilling the trenches using excavated earth in layers not exceeding 20cm depth including consolidating each layers by ramming, watering, charges for removing surplus soil from work site, including hire for tools and plant, conveyance of tools and materials, bailing out water, providing caution boards, lighting, watching, ribbon fencing, traffic controlling etc.complete as per the direction of Departmental officers excluding the cost of pipe and CID Joints. (PRICE Code: 100.46.2.5) | 4203.1 | Leak | PRICE Data | Others | Others
Repairing leakage/breakage of 200 mm AC pipe line by cutting and dismantling the damaged pipe portion (Up to 3.0 m) including charges for earth work excavation in all kinds of soil including tar / concrete cutting for for exposing leak portion of the pipe, operating control valves if any, conveying to the site and cutting new AC pipe to the required length, rejointing the pipeline using CID Joints , testing the pipe line by operating the valves concerned, and rectifying the defects any noticed and without causing any damages to the existing utilities and refilling the trenches using excavated earth in layers not exceeding 20cm depth including consolidating each layers by ramming, watering, charges for removing surplus soil from work site, including hire for tools and plant, conveyance of tools and materials, bailing out water, providing caution boards, lighting, watching, ribbon fencing, traffic controlling etc.complete as per the direction of Departmental officers excluding the cost of pipe and CID Joints. (PRICE Code: 100.46.2.6) | 4577.4 | Leak | PRICE Data | Others | Others
Repairing leakage/breakage of 225 mm AC pipe line by cutting and dismantling the damaged pipe portion (Up to 3.0 m) including charges for earth work excavation in all kinds of soil including tar / concrete cutting for for exposing leak portion of the pipe, operating control valves if any, conveying to the site and cutting new AC pipe to the required length, rejointing the pipeline using CID Joints , testing the pipe line by operating the valves concerned, and rectifying the defects any noticed and without causing any damages to the existing utilities and refilling the trenches using excavated earth in layers not exceeding 20cm depth including consolidating each layers by ramming, watering, charges for removing surplus soil from work site, including hire for tools and plant, conveyance of tools and materials, bailing out water, providing caution boards, lighting, watching, ribbon fencing, traffic controlling etc.complete as per the direction of Departmental officers excluding the cost of pipe and CID Joints. (PRICE Code: 100.46.2.7) | 4767.4 | Leak | PRICE Data | Others | Others
Repairing leakage/breakage of 250 mm AC pipe line by cutting and dismantling the damaged pipe portion (Up to 3.0 m) including charges for earth work excavation in all kinds of soil including tar / concrete cutting for for exposing leak portion of the pipe, operating control valves if any, conveying to the site and cutting new AC pipe to the required length, rejointing the pipeline using CID Joints , testing the pipe line by operating the valves concerned, and rectifying the defects any noticed and without causing any damages to the existing utilities and refilling the trenches using excavated earth in layers not exceeding 20cm depth including consolidating each layers by ramming, watering, charges for removing surplus soil from work site, including hire for tools and plant, conveyance of tools and materials, bailing out water, providing caution boards, lighting, watching, ribbon fencing, traffic controlling etc.complete as per the direction of Departmental officers excluding the cost of pipe and CID Joints. (PRICE Code: 100.46.2.8) | 5099 | Leak | PRICE Data | Others | Others
Repairing leakage/breakage of 300 mm AC pipe line by cutting and dismantling the damaged pipe portion (Up to 3.0 m) including charges for earth work excavation in all kinds of soil including tar / concrete cutting for for exposing leak portion of the pipe, operating control valves if any, conveying to the site and cutting new AC pipe to the required length, rejointing the pipeline using CID Joints , testing the pipe line by operating the valves concerned, and rectifying the defects any noticed and without causing any damages to the existing utilities and refilling the trenches using excavated earth in layers not exceeding 20cm depth including consolidating each layers by ramming, watering, charges for removing surplus soil from work site, including hire for tools and plant, conveyance of tools and materials, bailing out water, providing caution boards, lighting, watching, ribbon fencing, traffic controlling etc.complete as per the direction of Departmental officers excluding the cost of pipe and CID Joints. (PRICE Code: 100.46.2.9) | 5872.65 | Leak | PRICE Data | Others | Others
Repairing leakage/breakage of 350 mm AC pipe line by cutting and dismantling the damaged pipe portion (Up to 3.0 m) including charges for earth work excavation in all kinds of soil including tar / concrete cutting for for exposing leak portion of the pipe, operating control valves if any, conveying to the site and cutting new AC pipe to the required length, rejointing the pipeline using CID Joints , testing the pipe line by operating the valves concerned, and rectifying the defects any noticed and without causing any damages to the existing utilities and refilling the trenches using excavated earth in layers not exceeding 20cm depth including consolidating each layers by ramming, watering, charges for removing surplus soil from work site, including hire for tools and plant, conveyance of tools and materials, bailing out water, providing caution boards, lighting, watching, ribbon fencing, traffic controlling etc.complete as per the direction of Departmental officers excluding the cost of pipe and CID Joints. (PRICE Code: 100.46.2.10) | 6636.25 | Leak | PRICE Data | Others | Others
Repairing leakage/breakage of 400 mm AC pipe line by cutting and dismantling the damaged pipe portion (Up to 3.0 m) including charges for earth work excavation in all kinds of soil including tar / concrete cutting for for exposing leak portion of the pipe, operating control valves if any, conveying to the site and cutting new AC pipe to the required length, rejointing the pipeline using CID Joints , testing the pipe line by operating the valves concerned, and rectifying the defects any noticed and without causing any damages to the existing utilities and refilling the trenches using excavated earth in layers not exceeding 20cm depth including consolidating each layers by ramming, watering, charges for removing surplus soil from work site, including hire for tools and plant, conveyance of tools and materials, bailing out water, providing caution boards, lighting, watching, ribbon fencing, traffic controlling etc.complete as per the direction of Departmental officers excluding the cost of pipe and CID Joints. (PRICE Code: 100.46.2.11) | 7354.55 | Leak | PRICE Data | Others | Others
Repairing leakage/breakage of 80 mm AC pipe line by cutting and dismantling the damaged pipe portion (Up to 5.0 m) including charges for earth work excavation in all kinds of soil including tar / concrete cutting for for exposing leak portion of the pipe, operating control valves if any, conveying to the site and cutting new AC pipe to the required length, rejointing the pipeline using CID Joints , testing the pipe line by operating the valves concerned, and rectifying the defects any noticed and without causing any damages to the existing utilities and refilling the trenches using excavated earth in layers not exceeding 20cm depth including consolidating each layers by ramming, watering, charges for removing surplus soil from work site, including hire for tools and plant, conveyance of tools and materials, bailing out water, providing caution boards, lighting, watching, ribbon fencing, traffic controlling etc.complete as per the direction of Departmental officers excluding the cost of pipe and CID Joints. (PRICE Code: 100.46.3.1) | 4362.05 | Leak | PRICE Data | Others | Others
Repairing leakage/breakage of 100 mm AC pipe line by cutting and dismantling the damaged pipe portion (Up to 5.0 m) including charges for earth work excavation in all kinds of soil including tar / concrete cutting for for exposing leak portion of the pipe, operating control valves if any, conveying to the site and cutting new AC pipe to the required length, rejointing the pipeline using CID Joints , testing the pipe line by operating the valves concerned, and rectifying the defects any noticed and without causing any damages to the existing utilities and refilling the trenches using excavated earth in layers not exceeding 20cm depth including consolidating each layers by ramming, watering, charges for removing surplus soil from work site, including hire for tools and plant, conveyance of tools and materials, bailing out water, providing caution boards, lighting, watching, ribbon fencing, traffic controlling etc.complete as per the direction of Departmental officers excluding the cost of pipe and CID Joints. (PRICE Code: 100.46.3.2) | 4805.3 | Leak | PRICE Data | Others | Others
Repairing leakage/breakage of 125 mm AC pipe line by cutting and dismantling the damaged pipe portion (Up to 5.0 m) including charges for earth work excavation in all kinds of soil including tar / concrete cutting for for exposing leak portion of the pipe, operating control valves if any, conveying to the site and cutting new AC pipe to the required length, rejointing the pipeline using CID Joints , testing the pipe line by operating the valves concerned, and rectifying the defects any noticed and without causing any damages to the existing utilities and refilling the trenches using excavated earth in layers not exceeding 20cm depth including consolidating each layers by ramming, watering, charges for removing surplus soil from work site, including hire for tools and plant, conveyance of tools and materials, bailing out water, providing caution boards, lighting, watching, ribbon fencing, traffic controlling etc.complete as per the direction of Departmental officers excluding the cost of pipe and CID Joints. (PRICE Code: 100.46.3.3) | 5145.05 | Leak | PRICE Data | Others | Others
Repairing leakage/breakage of 150 mm AC pipe line by cutting and dismantling the damaged pipe portion (Up to 5.0 m) including charges for earth work excavation in all kinds of soil including tar / concrete cutting for for exposing leak portion of the pipe, operating control valves if any, conveying to the site and cutting new AC pipe to the required length, rejointing the pipeline using CID Joints , testing the pipe line by operating the valves concerned, and rectifying the defects any noticed and without causing any damages to the existing utilities and refilling the trenches using excavated earth in layers not exceeding 20cm depth including consolidating each layers by ramming, watering, charges for removing surplus soil from work site, including hire for tools and plant, conveyance of tools and materials, bailing out water, providing caution boards, lighting, watching, ribbon fencing, traffic controlling etc.complete as per the direction of Departmental officers excluding the cost of pipe and CID Joints. (PRICE Code: 100.46.3.4) | 5489.35 | Leak | PRICE Data | Others | Others
Repairing leakage/breakage of 175 mm AC pipe line by cutting and dismantling the damaged pipe portion (Up to 5.0 m) including charges for earth work excavation in all kinds of soil including tar / concrete cutting for for exposing leak portion of the pipe, operating control valves if any, conveying to the site and cutting new AC pipe to the required length, rejointing the pipeline using CID Joints , testing the pipe line by operating the valves concerned, and rectifying the defects any noticed and without causing any damages to the existing utilities and refilling the trenches using excavated earth in layers not exceeding 20cm depth including consolidating each layers by ramming, watering, charges for removing surplus soil from work site, including hire for tools and plant, conveyance of tools and materials, bailing out water, providing caution boards, lighting, watching, ribbon fencing, traffic controlling etc.complete as per the direction of Departmental officers excluding the cost of pipe and CID Joints. (PRICE Code: 100.46.3.5) | 6002.4 | Leak | PRICE Data | Others | Others
Repairing leakage/breakage of 200 mm AC pipe line by cutting and dismantling the damaged pipe portion (Up to 5.0 m) including charges for earth work excavation in all kinds of soil including tar / concrete cutting for for exposing leak portion of the pipe, operating control valves if any, conveying to the site and cutting new AC pipe to the required length, rejointing the pipeline using CID Joints , testing the pipe line by operating the valves concerned, and rectifying the defects any noticed and without causing any damages to the existing utilities and refilling the trenches using excavated earth in layers not exceeding 20cm depth including consolidating each layers by ramming, watering, charges for removing surplus soil from work site, including hire for tools and plant, conveyance of tools and materials, bailing out water, providing caution boards, lighting, watching, ribbon fencing, traffic controlling etc.complete as per the direction of Departmental officers excluding the cost of pipe and CID Joints. (PRICE Code: 100.46.3.6) | 6537.95 | Leak | PRICE Data | Others | Others
Repairing leakage/breakage of 225 mm AC pipe line by cutting and dismantling the damaged pipe portion (Up to 5.0 m) including charges for earth work excavation in all kinds of soil including tar / concrete cutting for for exposing leak portion of the pipe, operating control valves if any, conveying to the site and cutting new AC pipe to the required length, rejointing the pipeline using CID Joints , testing the pipe line by operating the valves concerned, and rectifying the defects any noticed and without causing any damages to the existing utilities and refilling the trenches using excavated earth in layers not exceeding 20cm depth including consolidating each layers by ramming, watering, charges for removing surplus soil from work site, including hire for tools and plant, conveyance of tools and materials, bailing out water, providing caution boards, lighting, watching, ribbon fencing, traffic controlling etc.complete as per the direction of Departmental officers excluding the cost of pipe and CID Joints. (PRICE Code: 100.46.3.7) | 6829.15 | Leak | PRICE Data | Others | Others
Repairing leakage/breakage of 250 mm AC pipe line by cutting and dismantling the damaged pipe portion (Up to 5.0 m) including charges for earth work excavation in all kinds of soil including tar / concrete cutting for for exposing leak portion of the pipe, operating control valves if any, conveying to the site and cutting new AC pipe to the required length, rejointing the pipeline using CID Joints , testing the pipe line by operating the valves concerned, and rectifying the defects any noticed and without causing any damages to the existing utilities and refilling the trenches using excavated earth in layers not exceeding 20cm depth including consolidating each layers by ramming, watering, charges for removing surplus soil from work site, including hire for tools and plant, conveyance of tools and materials, bailing out water, providing caution boards, lighting, watching, ribbon fencing, traffic controlling etc.complete as per the direction of Departmental officers excluding the cost of pipe and CID Joints. (PRICE Code: 100.46.3.8) | 7247.15 | Leak | PRICE Data | Others | Others
Repairing leakage/breakage of 300 mm AC pipe line by cutting and dismantling the damaged pipe portion (Up to 5.0 m) including charges for earth work excavation in all kinds of soil including tar / concrete cutting for for exposing leak portion of the pipe, operating control valves if any, conveying to the site and cutting new AC pipe to the required length, rejointing the pipeline using CID Joints , testing the pipe line by operating the valves concerned, and rectifying the defects any noticed and without causing any damages to the existing utilities and refilling the trenches using excavated earth in layers not exceeding 20cm depth including consolidating each layers by ramming, watering, charges for removing surplus soil from work site, including hire for tools and plant, conveyance of tools and materials, bailing out water, providing caution boards, lighting, watching, ribbon fencing, traffic controlling etc.complete as per the direction of Departmental officers excluding the cost of pipe and CID Joints. (PRICE Code: 100.46.3.9) | 8336.35 | Leak | PRICE Data | Others | Others
Repairing leakage/breakage of 350 mm AC pipe line by cutting and dismantling the damaged pipe portion (Up to 5.0 m) including charges for earth work excavation in all kinds of soil including tar / concrete cutting for for exposing leak portion of the pipe, operating control valves if any, conveying to the site and cutting new AC pipe to the required length, rejointing the pipeline using CID Joints , testing the pipe line by operating the valves concerned, and rectifying the defects any noticed and without causing any damages to the existing utilities and refilling the trenches using excavated earth in layers not exceeding 20cm depth including consolidating each layers by ramming, watering, charges for removing surplus soil from work site, including hire for tools and plant, conveyance of tools and materials, bailing out water, providing caution boards, lighting, watching, ribbon fencing, traffic controlling etc.complete as per the direction of Departmental officers excluding the cost of pipe and CID Joints. (PRICE Code: 100.46.3.10) | 9348.4 | Leak | PRICE Data | Others | Others
Repairing leakage/breakage of 400 mm AC pipe line by cutting and dismantling the damaged pipe portion (Up to 5.0 m) including charges for earth work excavation in all kinds of soil including tar / concrete cutting for for exposing leak portion of the pipe, conveying to the site and cutting new AC pipe to the required length, rejointing the pipeline using CID Joints , testing the pipe line by operating the valves concerned, and rectifying the defects any noticed and without causing any damages to the existing utilities and refilling the trenches using excavated earth in layers not exceeding 20cm depth including consolidating each layers by ramming, watering, charges for removing surplus soil from work site, including hire for tools and plant, conveyance of tools and materials, bailing out water, providing caution boards, lighting, watching, ribbon fencing, traffic controlling etc.complete as per the direction of Departmental officers excluding the cost of pipe and CID Joints. (PRICE Code: 100.46.3.11) | 10301.05 | Leak | PRICE Data | Others | Others
Leak rectification work in 32 mm PVC (Class 2 to 6) pipe line including detecting and locating leak, earth work excavation in all kinds of soil for for exposing leak portion of the pipe including tar cutting / concrete cutting, cutting the pipe diametrically perpendicular to the axis of pipe line with out causing any damages to the remaining portion, dismantling and lifting the pipe from trenches, smoothening the cut ends, conveying the new pipe to the site, cutting and lowering new pipe in to the trenches,placing in position aligning the pipe to line and level and jointing the new pipe with the existing pipe with solvent cement or or any available joint and testing the pipe line by operating the valves concerned, and rectifying the defects if noticed and without causing any damages to the existing utilities and refilling the trenches using excavated earth in layers not exceeding 20cm depth including consolidating each layers by ramming, watering, charges for removing surplus soil from work site, including hire for tools and plant, conveyance of tools and materials, bailing out water, providing caution boards,lighting,watching, ribbon fencing, traffic controlling etc.complete as per the direction of Departmental officers including the cost of pipe and PVC specials; PVC Pipes and specials shall be of good quality and conforming to relevant standards: All Socketed Jointing. (PRICE Code: 100.47.1.1) | 926.7 | Leak | PRICE Data | Others | Others
Leak rectification work in 40 mm PVC (Class 2 to 6) pipe line including detecting and locating leak, earth work excavation in all kinds of soil for for exposing leak portion of the pipe including tar cutting / concrete cutting, cutting the pipe diametrically perpendicular to the axis of pipe line with out causing any damages to the remaining portion, dismantling and lifting the pipe from trenches, smoothening the cut ends, conveying the new pipe to the site, cutting and lowering new pipe in to the trenches,placing in position aligning the pipe to line and level and jointing the new pipe with the existing pipe with solvent cement or or any available joint and testing the pipe line by operating the valves concerned, and rectifying the defects if noticed and without causing any damages to the existing utilities and refilling the trenches using excavated earth in layers not exceeding 20cm depth including consolidating each layers by ramming, watering, charges for removing surplus soil from work site, including hire for tools and plant, conveyance of tools and materials, bailing out water, providing caution boards,lighting,watching, ribbon fencing, traffic controlling etc.complete as per the direction of Departmental officers including the cost of pipe and PVC specials; PVC Pipes and specials shall be of good quality and conforming to relevant standards: All Socketed Jointing. (PRICE Code: 100.47.1.2) | 971.1 | Leak | PRICE Data | Others | Others
Leak rectification work in 50 mm PVC (Class 2 to 6) pipe line including detecting and locating leak, earth work excavation in all kinds of soil for for exposing leak portion of the pipe including tar cutting / concrete cutting, cutting the pipe diametrically perpendicular to the axis of pipe line with out causing any damages to the remaining portion, dismantling and lifting the pipe from trenches, smoothening the cut ends, conveying the new pipe to the site, cutting and lowering new pipe in to the trenches,placing in position aligning the pipe to line and level and jointing the new pipe with the existing pipe with solvent cement or or any available joint and testing the pipe line by operating the valves concerned, and rectifying the defects if noticed and without causing any damages to the existing utilities and refilling the trenches using excavated earth in layers not exceeding 20cm depth including consolidating each layers by ramming, watering, charges for removing surplus soil from work site, including hire for tools and plant, conveyance of tools and materials, bailing out water, providing caution boards,lighting,watching, ribbon fencing, traffic controlling etc.complete as per the direction of Departmental officers including the cost of pipe and PVC specials; PVC Pipes and specials shall be of good quality and conforming to relevant standards: All Socketed Jointing. (PRICE Code: 100.47.1.3) | 1018.4 | Leak | PRICE Data | Others | Others
Leak rectification work in 63 mm PVC (Class 2 to 6) pipe line including detecting and locating leak, earth work excavation in all kinds of soil for for exposing leak portion of the pipe including tar cutting / concrete cutting, cutting the pipe diametrically perpendicular to the axis of pipe line with out causing any damages to the remaining portion, dismantling and lifting the pipe from trenches, smoothening the cut ends, conveying the new pipe to the site, cutting and lowering new pipe in to the trenches,placing in position aligning the pipe to line and level and jointing the new pipe with the existing pipe with solvent cement or or any available joint and testing the pipe line by operating the valves concerned, and rectifying the defects if noticed and without causing any damages to the existing utilities and refilling the trenches using excavated earth in layers not exceeding 20cm depth including consolidating each layers by ramming, watering, charges for removing surplus soil from work site, including hire for tools and plant, conveyance of tools and materials, bailing out water, providing caution boards,lighting,watching, ribbon fencing, traffic controlling etc.complete as per the direction of Departmental officers including the cost of pipe and PVC specials; PVC Pipes and specials shall be of good quality and conforming to relevant standards: All Socketed Jointing. (PRICE Code: 100.47.1.4) | 1235.2 | Leak | PRICE Data | Others | Others
Leak rectification work in 75 mm PVC (Class 2 to 6) pipe line including detecting and locating leak, earth work excavation in all kinds of soil for for exposing leak portion of the pipe including tar cutting / concrete cutting, cutting the pipe diametrically perpendicular to the axis of pipe line with out causing any damages to the remaining portion, dismantling and lifting the pipe from trenches, smoothening the cut ends, conveying the new pipe to the site, cutting and lowering new pipe in to the trenches,placing in position aligning the pipe to line and level and jointing the new pipe with the existing pipe with solvent cement or or any available joint and testing the pipe line by operating the valves concerned, and rectifying the defects if noticed and without causing any damages to the existing utilities and refilling the trenches using excavated earth in layers not exceeding 20cm depth including consolidating each layers by ramming, watering, charges for removing surplus soil from work site, including hire for tools and plant, conveyance of tools and materials, bailing out water, providing caution boards,lighting,watching, ribbon fencing, traffic controlling etc.complete as per the direction of Departmental officers including the cost of pipe and PVC specials; PVC Pipes and specials shall be of good quality and conforming to relevant standards; PVC Pipes and specials shall be of good quality and conforming to relevant standards: All Socketed Jointing. (PRICE Code: 100.47.1.5) | 1336.45 | Leak | PRICE Data | Others | Others
Leak rectification work in 90 mm PVC (Class 2 to 6) pipe line including detecting and locating leak, earth work excavation in all kinds of soil for for exposing leak portion of the pipe including tar cutting / concrete cutting, cutting the pipe diametrically perpendicular to the axis of pipe line with out causing any damages to the remaining portion, dismantling and lifting the pipe from trenches, smoothening the cut ends, conveying the new pipe to the site, cutting and lowering new pipe in to the trenches,placing in position aligning the pipe to line and level and jointing the new pipe with the existing pipe with solvent cement or or any available joint and testing the pipe line by operating the valves concerned, and rectifying the defects if noticed and without causing any damages to the existing utilities and refilling the trenches using excavated earth in layers not exceeding 20cm depth including consolidating each layers by ramming, watering, charges for removing surplus soil from work site, including hire for tools and plant, conveyance of tools and materials, bailing out water, providing caution boards,lighting,watching, ribbon fencing, traffic controlling etc.complete as per the direction of Departmental officers including the cost of pipe and PVC specials; PVC Pipes and specials shall be of good quality and conforming to relevant standards: All Socketed Jointing. (PRICE Code: 100.47.1.6) | 1520.8 | Leak | PRICE Data | Others | Others
Leak rectification work in 90 mm PVC (Class 2 to 6) pipe line including detecting and locating leak, earth work excavation in all kinds of soil for for exposing leak portion of the pipe including tar cutting / concrete cutting, cutting the pipe diametrically perpendicular to the axis of pipe line with out causing any damages to the balance portion, dismantling and lifting the pipe from trenches, smoothening the cut ends, conveying the new pipe, cutting and lowering new pipe in to the trenches,placing in position aligning the pipe to line and level and jointing the new pipe with the existing pipe with solvent cement or repairable joint and testing the pipe line by operating the valves concerned, and rectifying the defects if noticed and refilling the trenches in layers not exceeding 20cm depth including consolidating each layers by ramming, watering, charges for removing surplus soil from work site without causing any damages to the existing utilities, including hire for tools and plant, conveyance of tools and materials, bailing out water, providing caution boards,lighting, ribbon fencing, watching, traffic control etc.complete as per the direction of Departmental officers, including the cost of pipe & specials but excluding the cost of CIR Joints; PVC Pipes and specials shall be of good quality and conforming to relevant standards: Socket & CIR Jointing. (PRICE Code: 100.47.2.1) | 1713.9 | Leak | PRICE Data | Others | Others
Leak rectification work in 110 mm PVC (Class 2 to 6) pipe line including detecting and locating leak, earth work excavation in all kinds of soil for for exposing leak portion of the pipe including tar cutting / concrete cutting, cutting the pipe diametrically perpendicular to the axis of pipe line with out causing any damages to the balance portion, dismantling and lifting the pipe from trenches, smoothening the cut ends, conveying the new pipe, cutting and lowering new pipe in to the trenches,placing in position aligning the pipe to line and level and jointing the new pipe with the existing pipe with solvent cement or repairable joint and testing the pipe line by operating the valves concerned, and rectifying the defects if noticed and refilling the trenches in layers not exceeding 20cm depth including consolidating each layers by ramming, watering, charges for removing surplus soil from work site without causing any damages to the existing utilities, including hire for tools and plant, conveyance of tools and materials, bailing out water, providing caution boards,lighting, ribbon fencing, watching, traffic control etc.complete as per the direction of Departmental officers, including the cost of pipe & specials but excluding the cost of CIR Joints; PVC Pipes and specials shall be of good quality and conforming to relevant standards: Socket & CIR Jointing. (PRICE Code: 100.47.2.2) | 2043.1 | Leak | PRICE Data | Others | Others
Leak rectification work in 140 mm PVC (Class 2 to 6) pipe line including detecting and locating leak, earth work excavation in all kinds of soil for for exposing leak portion of the pipe including tar cutting / concrete cutting, cutting the pipe diametrically perpendicular to the axis of pipe line with out causing any damages to the balance portion, dismantling and lifting the pipe from trenches, smoothening the cut ends, conveying the new pipe, cutting and lowering new pipe in to the trenches,placing in position aligning the pipe to line and level and jointing the new pipe with the existing pipe with solvent cement or repairable joint and testing the pipe line by operating the valves concerned, and rectifying the defects if noticed and refilling the trenches in layers not exceeding 20cm depth including consolidating each layers by ramming, watering, charges for removing surplus soil from work site without causing any damages to the existing utilities, including hire for tools and plant, conveyance of tools and materials, bailing out water, providing caution boards,lighting, ribbon fencing, watching, traffic control etc.complete as per the direction of Departmental officers, including the cost of pipe & specials but excluding the cost of CIR Joints; PVC Pipes and specials shall be of good quality and conforming to relevant standards: Socket & CIR Jointing. (PRICE Code: 100.47.2.3) | 2521.35 | Leak | PRICE Data | Others | Others
Leak rectification work in 160 mm PVC (Class 2 to 6) pipe line including detecting and locating leak, earth work excavation in all kinds of soil for for exposing leak portion of the pipe including tar cutting / concrete cutting, cutting the pipe diametrically perpendicular to the axis of pipe line with out causing any damages to the balance portion, dismantling and lifting the pipe from trenches, smoothening the cut ends, conveying the new pipe, cutting and lowering new pipe in to the trenches,placing in position aligning the pipe to line and level and jointing the new pipe with the existing pipe with solvent cement or repairable joint and testing the pipe line by operating the valves concerned, and rectifying the defects if noticed and refilling the trenches in layers not exceeding 20cm depth including consolidating each layers by ramming, watering, charges for removing surplus soil from work site without causing any damages to the existing utilities, including hire for tools and plant, conveyance of tools and materials, bailing out water, providing caution boards,lighting, ribbon fencing, watching, traffic control etc.complete as per the direction of Departmental officers, including the cost of pipe & specials but excluding the cost of CIR Joints; PVC Pipes and specials shall be of good quality and conforming to relevant standards: Socket & CIR Jointing. (PRICE Code: 100.47.2.4) | 2912 | Leak | PRICE Data | Others | Others
Leak rectification work in 180 mm PVC (Class 2 to 6) pipe line including detecting and locating leak, earth work excavation in all kinds of soil for for exposing leak portion of the pipe including tar cutting / concrete cutting, cutting the pipe diametrically perpendicular to the axis of pipe line with out causing any damages to the balance portion, dismantling and lifting the pipe from trenches, smoothening the cut ends, conveying the new pipe, cutting and lowering new pipe in to the trenches,placing in position aligning the pipe to line and level and jointing the new pipe with the existing pipe with solvent cement or repairable joint and testing the pipe line by operating the valves concerned, and rectifying the defects if noticed and refilling the trenches in layers not exceeding 20cm depth including consolidating each layers by ramming, watering, charges for removing surplus soil from work site without causing any damages to the existing utilities, including hire for tools and plant, conveyance of tools and materials, bailing out water, providing caution boards,lighting, ribbon fencing, watching, traffic control etc.complete as per the direction of Departmental officers, including the cost of pipe & specials but excluding the cost of CIR Joints; PVC Pipes and specials shall be of good quality and conforming to relevant standards: Socket & CIR Jointing. (PRICE Code: 100.47.2.5) | 3458.9 | Leak | PRICE Data | Others | Others
Leak rectification work in 200 mm PVC (Class 2 to 6) pipe line including detecting and locating leak, earth work excavation in all kinds of soil for for exposing leak portion of the pipe including tar cutting / concrete cutting, cutting the pipe diametrically perpendicular to the axis of pipe line with out causing any damages to the balance portion, dismantling and lifting the pipe from trenches, smoothening the cut ends, conveying the new pipe, cutting and lowering new pipe in to the trenches,placing in position aligning the pipe to line and level and jointing the new pipe with the existing pipe with solvent cement or repairable joint and testing the pipe line by operating the valves concerned, and rectifying the defects if noticed and refilling the trenches in layers not exceeding 20cm depth including consolidating each layers by ramming, watering, charges for removing surplus soil from work site without causing any damages to the existing utilities, including hire for tools and plant, conveyance of tools and materials, bailing out water, providing caution boards,lighting, ribbon fencing, watching, traffic control etc.complete as per the direction of Departmental officers, including the cost of pipe & specials but excluding the cost of CIR Joints; PVC Pipes and specials shall be of good quality and conforming to relevant standards: Socket & CIR Jointing. (PRICE Code: 100.47.2.6) | 4037.5 | Leak | PRICE Data | Others | Others
Leak rectification work in 250 mm PVC (Class 2 to 6) pipe line including detecting and locating leak, earth work excavation in all kinds of soil for for exposing leak portion of the pipe including tar cutting / concrete cutting, cutting the pipe diametrically perpendicular to the axis of pipe line with out causing any damages to the balance portion, dismantling and lifting the pipe from trenches, smoothening the cut ends, conveying the new pipe, cutting and lowering new pipe in to the trenches,placing in position aligning the pipe to line and level and jointing the new pipe with the existing pipe with solvent cement or repairable joint and testing the pipe line by operating the valves concerned, and rectifying the defects if noticed and refilling the trenches in layers not exceeding 20cm depth including consolidating each layers by ramming, watering, charges for removing surplus soil from work site without causing any damages to the existing utilities, including hire for tools and plant, conveyance of tools and materials, bailing out water, providing caution boards,lighting, ribbon fencing, watching, traffic control etc.complete as per the direction of Departmental officers, including the cost of specials but excluding the cost of pipe & CIR Joints; PVC Pipes and specials shall be of good quality and conforming to relevant standards: Socket & CIR Jointing. (PRICE Code: 100.47.2.7) | 3898.3 | Leak | PRICE Data | Others | Others
Leak rectification work in 280 mm PVC (Class 2 to 6) pipe line including detecting and locating leak, earth work excavation in all kinds of soil for for exposing leak portion of the pipe including tar cutting / concrete cutting, cutting the pipe diametrically perpendicular to the axis of pipe line with out causing any damages to the balance portion, dismantling and lifting the pipe from trenches, smoothening the cut ends, conveying the new pipe, cutting and lowering new pipe in to the trenches,placing in position aligning the pipe to line and level and jointing the new pipe with the existing pipe with solvent cement or repairable joint and testing the pipe line by operating the valves concerned, and rectifying the defects if noticed and refilling the trenches in layers not exceeding 20cm depth including consolidating each layers by ramming, watering, charges for removing surplus soil from work site without causing any damages to the existing utilities, including hire for tools and plant, conveyance of tools and materials, bailing out water, providing caution boards,lighting, ribbon fencing, watching, traffic control etc.complete as per the direction of Departmental officers, including the cost of specials but excluding the cost of pipe & CIR Joints; PVC Pipes and specials shall be of good quality and conforming to relevant standards: Socket & CIR Jointing. (PRICE Code: 100.47.2.8) | 4341.35 | Leak | PRICE Data | Others | Others
Leak rectification work in 90 mm PVC (Class 2 to 6) pipe line including detecting and locating leak, earth work excavation in all kinds of soil for for exposing leak portion of the pipe including tar cutting / concrete cutting, cutting the pipe diametrically perpendicular to the axis of pipe line with out causing any damages to the balance portion, dismantling and lifting the pipe from trenches, smoothening the cut ends, conveying the new pipe, cutting and lowering new pipe in to the trenches,placing in position aligning the pipe to line and level and jointing the new pipe with the existing pipe with solvent cement or repairable joint and testing the pipe line by operating the valves concerned, and rectifying the defects if noticed and refilling the trenches in layers not exceeding 20cm depth including consolidating each layers by ramming, watering, charges for removing surplus soil from work site without causing any damage to the existing utilities, including hire for tools and plant, conveyance of tools and materials, bailing out water, providing caution boards, ribbon fencing, lighting,watching, traffic control etc.complete as per the direction of Departmental officers, including the cost of pipe & specials but excluding the cost of CIR Joints; PVC Pipes and specials shall be of good quality and conforming to relevant standards: CIR Jointing. (PRICE Code: 100.47.3.1) | 1726.95 | Leak | PRICE Data | Others | Others
Leak rectification work in 110 mm PVC (Class 2 to 6) pipe line including detecting and locating leak, earth work excavation in all kinds of soil for for exposing leak portion of the pipe including tar cutting / concrete cutting, cutting the pipe diametrically perpendicular to the axis of pipe line with out causing any damages to the balance portion, dismantling and lifting the pipe from trenches, smoothening the cut ends, conveying the new pipe, cutting and lowering new pipe in to the trenches,placing in position aligning the pipe to line and level and jointing the new pipe with the existing pipe with solvent cement or repairable joint and testing the pipe line by operating the valves concerned, and rectifying the defects if noticed and refilling the trenches in layers not exceeding 20cm depth including consolidating each layers by ramming, watering, charges for removing surplus soil from work site without causing any damage to the existing utilities, including hire for tools and plant, conveyance of tools and materials, bailing out water, providing caution boards, ribbon fencing, lighting,watching, traffic control etc.complete as per the direction of Departmental officers, including the cost of pipe & specials but excluding the cost of CIR Joints; PVC Pipes and specials shall be of good quality and conforming to relevant standards: CIR Jointing. (PRICE Code: 100.47.3.2) | 2030.55 | Leak | PRICE Data | Others | Others
Leak rectification work in 140 mm PVC (Class 2 to 6) pipe line including detecting and locating leak, earth work excavation in all kinds of soil for for exposing leak portion of the pipe including tar cutting / concrete cutting, cutting the pipe diametrically perpendicular to the axis of pipe line with out causing any damages to the balance portion, dismantling and lifting the pipe from trenches, smoothening the cut ends, conveying the new pipe, cutting and lowering new pipe in to the trenches,placing in position aligning the pipe to line and level and jointing the new pipe with the existing pipe with solvent cement or repairable joint and testing the pipe line by operating the valves concerned, and rectifying the defects if noticed and refilling the trenches in layers not exceeding 20cm depth including consolidating each layers by ramming, watering, charges for removing surplus soil from work site without causing any damage to the existing utilities, including hire for tools and plant, conveyance of tools and materials, bailing out water, providing caution boards, ribbon fencing, lighting,watching, traffic control etc.complete as per the direction of Departmental officers, including the cost of pipe & specials but excluding the cost of CIR Joints; PVC Pipes and specials shall be of good quality and conforming to relevant standards: CIR Jointing. (PRICE Code: 100.47.3.3) | 2443.35 | Leak | PRICE Data | Others | Others
Leak rectification work in 160 mm PVC (Class 2 to 6) pipe line including detecting and locating leak, earth work excavation in all kinds of soil for for exposing leak portion of the pipe including tar cutting / concrete cutting, cutting the pipe diametrically perpendicular to the axis of pipe line with out causing any damages to the balance portion, dismantling and lifting the pipe from trenches, smoothening the cut ends, conveying the new pipe, cutting and lowering new pipe in to the trenches,placing in position aligning the pipe to line and level and jointing the new pipe with the existing pipe with solvent cement or repairable joint and testing the pipe line by operating the valves concerned, and rectifying the defects if noticed and refilling the trenches in layers not exceeding 20cm depth including consolidating each layers by ramming, watering, charges for removing surplus soil from work site without causing any damage to the existing utilities, including hire for tools and plant, conveyance of tools and materials, bailing out water, providing caution boards, ribbon fencing, lighting,watching, traffic control etc.complete as per the direction of Departmental officers, including the cost of pipe & specials but excluding the cost of CIR Joints; PVC Pipes and specials shall be of good quality and conforming to relevant standards: CIR Jointing. (PRICE Code: 100.47.3.4) | 2821.1 | Leak | PRICE Data | Others | Others
Leak rectification work in 180 mm PVC (Class 2 to 6) pipe line including detecting and locating leak, earth work excavation in all kinds of soil for for exposing leak portion of the pipe including tar cutting / concrete cutting, cutting the pipe diametrically perpendicular to the axis of pipe line with out causing any damages to the balance portion, dismantling and lifting the pipe from trenches, smoothening the cut ends, conveying the new pipe, cutting and lowering new pipe in to the trenches,placing in position aligning the pipe to line and level and jointing the new pipe with the existing pipe with solvent cement or repairable joint and testing the pipe line by operating the valves concerned, and rectifying the defects if noticed and refilling the trenches in layers not exceeding 20cm depth including consolidating each layers by ramming, watering, charges for removing surplus soil from work site without causing any damage to the existing utilities, including hire for tools and plant, conveyance of tools and materials, bailing out water, providing caution boards, ribbon fencing, lighting,watching, traffic control etc.complete as per the direction of Departmental officers, including the cost of pipe & specials but excluding the cost of CIR Joints; PVC Pipes and specials shall be of good quality and conforming to relevant standards: CIR Jointing. (PRICE Code: 100.47.3.5) | 3357.5 | Leak | PRICE Data | Others | Others
Leak rectification work in 200 mm PVC (Class 2 to 6) pipe line including detecting and locating leak, earth work excavation in all kinds of soil for for exposing leak portion of the pipe including tar cutting / concrete cutting, cutting the pipe diametrically perpendicular to the axis of pipe line with out causing any damages to the balance portion, dismantling and lifting the pipe from trenches, smoothening the cut ends, conveying the new pipe, cutting and lowering new pipe in to the trenches,placing in position aligning the pipe to line and level and jointing the new pipe with the existing pipe with solvent cement or repairable joint and testing the pipe line by operating the valves concerned, and rectifying the defects if noticed and refilling the trenches in layers not exceeding 20cm depth including consolidating each layers by ramming, watering, charges for removing surplus soil from work site without causing any damage to the existing utilities, including hire for tools and plant, conveyance of tools and materials, bailing out water, providing caution boards, ribbon fencing, lighting,watching, traffic control etc.complete as per the direction of Departmental officers, including the cost of pipe & specials but excluding the cost of CIR Joints; PVC Pipes and specials shall be of good quality and conforming to relevant standards: CIR Jointing. (PRICE Code: 100.47.3.6) | 3785.8 | Leak | PRICE Data | Others | Others
Leak rectification work in 250 mm PVC (Class 2 to 6) pipe line including detecting and locating leak, earth work excavation in all kinds of soil for for exposing leak portion of the pipe including tar cutting / concrete cutting, cutting the pipe diametrically perpendicular to the axis of pipe line with out causing any damages to the balance portion, dismantling and lifting the pipe from trenches, smoothening the cut ends, conveying the new pipe, cutting and lowering new pipe in to the trenches,placing in position aligning the pipe to line and level and jointing the new pipe with the existing pipe with solvent cement or repairable joint and testing the pipe line by operating the valves concerned, and rectifying the defects if noticed and refilling the trenches in layers not exceeding 20cm depth including consolidating each layers by ramming, watering, charges for removing surplus soil from work site without causing any damage to the existing utilities, including hire for tools and plant, conveyance of tools and materials, bailing out water, providing caution boards, ribbon fencing, lighting,watching, traffic control etc.complete as per the direction of Departmental officers, including the cost of specials but excluding the cost of pipe & CIR Joints; PVC Pipes and specials shall be of good quality and conforming to relevant standards: CIR Jointing. (PRICE Code: 100.47.3.7) | 3037.7 | Leak | PRICE Data | Others | Others
Leak rectification work in 280 mm PVC (Class 2 to 6) pipe line including detecting and locating leak, earth work excavation in all kinds of soil for exposing leak portion of the pipe including tar cutting / concrete cutting, cutting the pipe diametrically perpendicular to the axis of pipe line with out causing any damages to the balance portion, dismantling and lifting the pipe from trenches, smoothening the cut ends, conveying the new pipe, cutting and lowering new pipe in to the trenches,placing in position aligning the pipe to line and level and jointing the new pipe with the existing pipe with solvent cement or repairable joint and testing the pipe line by operating the valves concerned, and rectifying the defects if noticed and refilling the trenches in layers not exceeding 20cm depth including consolidating each layers by ramming, watering, charges for removing surplus soil from work site without causing any damage to the existing utilities, including hire for tools and plant, conveyance of tools and materials, bailing out water, providing caution boards, ribbon fencing, lighting,watching, traffic control etc.complete as per the direction of Departmental officers, including the cost of specials but excluding the cost of pipe & CIR Joints; PVC Pipes and specials shall be of good quality and conforming to relevant standards: CIR Jointing. (PRICE Code: 100.47.3.8) | 3357.2 | Leak | PRICE Data | Others | Others
Rectification of leakages in 80mm CI Pipe of all kinds by replacing a length up to 1.5m including earth work excavation in all kinds of soil for exposing leak portion of the pipe including tar cutting / concrete cutting, cutting and removing and stacking the damaged portion from the existing line without causing any damages to the line and specials and conveying and replacing with the CI pipe and conveying and jointing with CID joint / suitable mechanical joint of suitable size or any other available size suitable joints after cleaning the ends, grinding if necessary, centering the pipe inserting the joints tightening to make a water tight joint charging and testing to the required pressure, rectifying any defects noticed and refilling the trenches using excavated earth in layers not exceeding 20cm depth including consolidating each layers by ramming, watering, removing the surplus soil from the work site, without causing any damages to any other utilities, including the charges of conveyance and hire for tools and plant, bailing out water, lighting, watching, ribbon fencing,providing caution boards, traffic diversion but excluding cost of materials and as per the direction of departmental officers etc. complete. (PRICE Code: 100.48.1.1) | 2545.95 | Leak | PRICE Data | Others | Others
Rectification of leakages in 100mm CI Pipe of all kinds by replacing a length up to 1.5m including earth work excavation in all kinds of soil for exposing leak portion of the pipe including tar cutting / concrete cutting, cutting and removing and stacking the damaged portion from the existing line without causing any damages to the line and specials and conveying and replacing with the CI pipe and conveying and jointing with CID joint / suitable mechanical joint of suitable size or any other available size suitable joints after cleaning the ends, grinding if necessary, centering the pipe inserting the joints tightening to make a water tight joint charging and testing to the required pressure, rectifying any defects noticed and refilling the trenches using excavated earth in layers not exceeding 20cm depth including consolidating each layers by ramming, watering, removing the surplus soil from the work site, without causing any damages to any other utilities, including the charges of conveyance and hire for tools and plant, bailing out water, lighting, watching, ribbon fencing,providing caution boards, traffic diversion but excluding cost of materials and as per the direction of departmental officers etc. complete. (PRICE Code: 100.48.1.2) | 2708.75 | Leak | PRICE Data | Others | Others
Rectification of leakages in 125mm CI Pipe of all kinds by replacing a length up to 1.5m including earth work excavation in all kinds of soil for exposing leak portion of the pipe including tar cutting / concrete cutting, cutting and removing and stacking the damaged portion from the existing line without causing any damages to the line and specials and conveying and replacing with the CI pipe and conveying and jointing with CID joint / suitable mechanical joint of suitable size or any other available size suitable joints after cleaning the ends, grinding if necessary, centering the pipe inserting the joints tightening to make a water tight joint charging and testing to the required pressure, rectifying any defects noticed and refilling the trenches using excavated earth in layers not exceeding 20cm depth including consolidating each layers by ramming, watering, removing the surplus soil from the work site, without causing any damages to any other utilities, including the charges of conveyance and hire for tools and plant, bailing out water, lighting, watching, ribbon fencing,providing caution boards, traffic diversion but excluding cost of materials and as per the direction of departmental officers etc. complete. (PRICE Code: 100.48.1.3) | 3004.5 | Leak | PRICE Data | Others | Others
Rectification of leakages in 150mm CI Pipe of all kinds by replacing a length up to 1.5m including earth work excavation in all kinds of soil for exposing leak portion of the pipe including tar cutting / concrete cutting, cutting and removing and stacking the damaged portion from the existing line without causing any damages to the line and specials and conveying and replacing with the CI pipe and conveying and jointing with CID joint / suitable mechanical joint of suitable size or any other available size suitable joints after cleaning the ends, grinding if necessary, centering the pipe inserting the joints tightening to make a water tight joint charging and testing to the required pressure, rectifying any defects noticed and refilling the trenches using excavated earth in layers not exceeding 20cm depth including consolidating each layers by ramming, watering, removing the surplus soil from the work site, without causing any damages to any other utilities, including the charges of conveyance and hire for tools and plant, bailing out water, lighting, watching, ribbon fencing,providing caution boards, traffic diversion but excluding cost of materials and as per the direction of departmental officers etc. complete. (PRICE Code: 100.48.1.4) | 3348.35 | Leak | PRICE Data | Others | Others
Rectification of leakages in 200mm CI Pipe of all kinds by replacing a length up to 1.5m including earth work excavation in all kinds of soil for exposing leak portion of the pipe including tar cutting / concrete cutting, cutting and removing and stacking the damaged portion from the existing line without causing any damages to the line and specials and conveying and replacing with the CI pipe and conveying and jointing with CID joint / suitable mechanical joint of suitable size or any other available size suitable joints after cleaning the ends, grinding if necessary, centering the pipe inserting the joints tightening to make a water tight joint charging and testing to the required pressure, rectifying any defects noticed and refilling the trenches using excavated earth in layers not exceeding 20cm depth including consolidating each layers by ramming, watering, removing the surplus soil from the work site, without causing any damages to any other utilities, including the charges of conveyance and hire for tools and plant, bailing out water, lighting, watching, ribbon fencing,providing caution boards, traffic diversion but excluding cost of materials and as per the direction of departmental officers etc. complete. (PRICE Code: 100.48.1.5) | 3943.7 | Leak | PRICE Data | Others | Others
Rectification of minor joint leakages in 80mm CI Pipe including earth work excavation in all kinds of soil for exposing leaking joint including tar cutting / concrete cutting, without causing any damages to the line and specials, cleaning the joints including raking out the damaged lead wool, conveying and inserting hemp and lead wool and caulking after cleaning the ends, charging and testing to the required pressure, rectifying any defects noticed and refilling the trenches using excavated earth in layers not exceeding 20cm depth including consolidating each layers by ramming, watering, removing the surplus soil from the work site, without causing any damages to any other utilities, including the charges of conveyance and hire for tools and plant, bailing out water, lighting, watching, ribbon fencing, providing caution boards, traffic diversion, including cost of materials and as per the direction of departmental officers etc. complete. (PRICE Code: 100.48.2.1) | 1681.25 | Leak | PRICE Data | Others | Others
Rectification of minor joint leakages in 100mm CI Pipe including earth work excavation in all kinds of soil for exposing leaking joint including tar cutting / concrete cutting, without causing any damages to the line and specials, cleaning the joints including raking out the damaged lead wool, conveying and inserting hemp and lead wool and caulking after cleaning the ends, charging and testing to the required pressure, rectifying any defects noticed and refilling the trenches using excavated earth in layers not exceeding 20cm depth including consolidating each layers by ramming, watering, removing the surplus soil from the work site, without causing any damages to any other utilities, including the charges of conveyance and hire for tools and plant, bailing out water, lighting, watching, ribbon fencing, providing caution boards, traffic diversion, including cost of materials and as per the direction of departmental officers etc. complete. (PRICE Code: 100.48.2.2) | 1776.55 | Leak | PRICE Data | Others | Others
Rectification of minor joint leakages in 125mm CI Pipe including earth work excavation in all kinds of soil for exposing leaking joint including tar cutting / concrete cutting, without causing any damages to the line and specials, cleaning the joints including raking out the damaged lead wool, conveying and inserting hemp and lead wool and caulking after cleaning the ends, charging and testing to the required pressure, rectifying any defects noticed and refilling the trenches using excavated earth in layers not exceeding 20cm depth including consolidating each layers by ramming, watering, removing the surplus soil from the work site, without causing any damages to any other utilities, including the charges of conveyance and hire for tools and plant, bailing out water, lighting, watching, ribbon fencing, providing caution boards, traffic diversion, including cost of materials and as per the direction of departmental officers etc. complete. (PRICE Code: 100.48.2.3) | 1918.9 | Leak | PRICE Data | Others | Others
Rectification of minor joint leakages in 150mm CI Pipe including earth work excavation in all kinds of soil for exposing leaking joint including tar cutting / concrete cutting, without causing any damages to the line and specials, cleaning the joints including raking out the damaged lead wool, conveying and inserting hemp and lead wool and caulking after cleaning the ends, charging and testing to the required pressure, rectifying any defects noticed and refilling the trenches using excavated earth in layers not exceeding 20cm depth including consolidating each layers by ramming, watering, removing the surplus soil from the work site, without causing any damages to any other utilities, including the charges of conveyance and hire for tools and plant, bailing out water, lighting, watching, ribbon fencing, providing caution boards, traffic diversion, including cost of materials and as per the direction of departmental officers etc. complete. (PRICE Code: 100.48.2.4) | 2100.8 | Leak | PRICE Data | Others | Others
Rectification of minor joint leakages in 200mm CI Pipe including earth work excavation in all kinds of soil for exposing leaking joint including tar cutting / concrete cutting, without causing any damages to the line and specials, cleaning the joints including raking out the damaged lead wool, conveying and inserting hemp and lead wool and caulking after cleaning the ends, charging and testing to the required pressure, rectifying any defects noticed and refilling the trenches using excavated earth in layers not exceeding 20cm depth including consolidating each layers by ramming, watering, removing the surplus soil from the work site, without causing any damages to any other utilities, including the charges of conveyance and hire for tools and plant, bailing out water, lighting, watching, ribbon fencing, providing caution boards, traffic diversion, including cost of materials and as per the direction of departmental officers etc. complete. (PRICE Code: 100.48.2.5) | 2527.45 | Leak | PRICE Data | Others | Others
Rectification of minor joint leakages in 250mm CI Pipe including earth work excavation in all kinds of soil for exposing leaking joint including tar cutting / concrete cutting, without causing any damages to the line and specials, cleaning the joints including raking out the damaged lead wool, conveying and inserting hemp and lead wool and caulking after cleaning the ends, charging and testing to the required pressure, rectifying any defects noticed and refilling the trenches using excavated earth in layers not exceeding 20cm depth including consolidating each layers by ramming, watering, removing the surplus soil from the work site, without causing any damages to any other utilities, including the charges of conveyance and hire for tools and plant, bailing out water, lighting, watching, ribbon fencing, providing caution boards, traffic diversion, including cost of materials and as per the direction of departmental officers etc. complete. (PRICE Code: 100.48.2.6) | 2943.15 | Leak | PRICE Data | Others | Others
Rectification of minor joint leakages in 300mm CI Pipe including earth work excavation in all kinds of soil for exposing leaking joint including tar cutting / concrete cutting, without causing any damages to the line and specials, cleaning the joints including raking out the damaged lead wool, conveying and inserting hemp and lead wool and caulking after cleaning the ends, charging and testing to the required pressure, rectifying any defects noticed and refilling the trenches using excavated earth in layers not exceeding 20cm depth including consolidating each layers by ramming, watering, removing the surplus soil from the work site, without causing any damages to any other utilities, including the charges of conveyance and hire for tools and plant, bailing out water, lighting, watching, ribbon fencing, providing caution boards, traffic diversion, including cost of materials and as per the direction of departmental officers etc. complete. (PRICE Code: 100.48.2.7) | 3172.5 | Leak | PRICE Data | Others | Others
Rectification of minor joint leakages in 350mm CI Pipe including earth work excavation in all kinds of soil for exposing leaking joint including tar cutting / concrete cutting, without causing any damages to the line and specials, cleaning the joints including raking out the damaged lead wool, conveying and inserting hemp and lead wool and caulking after cleaning the ends, charging and testing to the required pressure, rectifying any defects noticed and refilling the trenches using excavated earth in layers not exceeding 20cm depth including consolidating each layers by ramming, watering, removing the surplus soil from the work site, without causing any damages to any other utilities, including the charges of conveyance and hire for tools and plant, bailing out water, lighting, watching, ribbon fencing, providing caution boards, traffic diversion, including cost of materials and as per the direction of departmental officers etc. complete. (PRICE Code: 100.48.2.8) | 3599.65 | Leak | PRICE Data | Others | Others
Rectification of minor joint leakages in 400mm CI Pipe including earth work excavation in all kinds of soil for exposing leaking joint including tar cutting / concrete cutting, without causing any damages to the line and specials, cleaning the joints including raking out the damaged lead wool, conveying and inserting hemp and lead wool and caulking after cleaning the ends, charging and testing to the required pressure, rectifying any defects noticed and refilling the trenches using excavated earth in layers not exceeding 20cm depth including consolidating each layers by ramming, watering, removing the surplus soil from the work site, without causing any damages to any other utilities, including the charges of conveyance and hire for tools and plant, bailing out water, lighting, watching, ribbon fencing, providing caution boards, traffic diversion, including cost of materials and as per the direction of departmental officers etc. complete. (PRICE Code: 100.48.2.9) | 4196.35 | Leak | PRICE Data | Others | Others
Rectification of minor joint leakages in 450mm CI Pipe including earth work excavation in all kinds of soil for exposing leaking joint including tar cutting / concrete cutting, without causing any damages to the line and specials, cleaning the joints including raking out the damaged lead wool, conveying and inserting hemp and lead wool and caulking after cleaning the ends, charging and testing to the required pressure, rectifying any defects noticed and refilling the trenches using excavated earth in layers not exceeding 20cm depth including consolidating each layers by ramming, watering, removing the surplus soil from the work site, without causing any damages to any other utilities, including the charges of conveyance and hire for tools and plant, bailing out water, lighting, watching, ribbon fencing, providing caution boards, traffic diversion, including cost of materials and as per the direction of departmental officers etc. complete. (PRICE Code: 100.48.2.10) | 4520.55 | Leak | PRICE Data | Others | Others
Rectification of minor joint leakages in 500mm CI Pipe including earth work excavation in all kinds of soil for exposing leaking joint including tar cutting / concrete cutting, without causing any damages to the line and specials and conveying and inserting hemp and lead wool and caulking after cleaning the ends capable to withstand the required pressure , charging and testing to the required pressure, rectifying any defects noticed and refilling the trenches using excavated earth in layers not exceeding 20cm depth including consolidating each layers by ramming, watering, removing the surplus soil from the work site, without causing any damages to any other utilities, including the charges of hire for tools and plant, conveyance of tools and materials to the leak site, bailing out water, lighting, watching, ribbon fencing, providing caution boards, traffic diversion but including cost of materials and as per the direction of departmental officers etc. complete. (PRICE Code: 100.48.2.11) | 4993.8 | Leak | PRICE Data | Others | Others
Rectification of joint leakages in 80mm CI Pipe including earth work excavation in all kinds of soil for exposing leaking joint including tar cutting / concrete cutting, without causing any damages to the line and specials, cleaning the joints including raking out the damaged hemp and lead, conveying hemp and lead and providing lead joint after cleaning the joint, charging and testing to the required pressure, rectifying any defects noticed and refilling the trenches using excavated earth in layers not exceeding 20cm depth including consolidating each layers by ramming, watering, removing the surplus soil from the work site, without causing any damages to any other utilities, including the charges of conveyance and hire for tools and plant, bailing out water, lighting, watching, ribbon fencing, providing caution boards, traffic diversion, including cost of materials and as per the direction of departmental officers etc. complete, but excluding the cost of pig lead. (PRICE Code: 100.48.3.1) | 2110.8 | Leak | PRICE Data | Others | Others
Rectification of joint leakages in 100mm CI Pipe including earth work excavation in all kinds of soil for exposing leaking joint including tar cutting / concrete cutting, without causing any damages to the line and specials, cleaning the joints including raking out the damaged hemp and lead, conveying hemp and lead and providing lead joint after cleaning the joint, charging and testing to the required pressure, rectifying any defects noticed and refilling the trenches using excavated earth in layers not exceeding 20cm depth including consolidating each layers by ramming, watering, removing the surplus soil from the work site, without causing any damages to any other utilities, including the charges of conveyance and hire for tools and plant, bailing out water, lighting, watching, ribbon fencing, providing caution boards, traffic diversion, including cost of materials and as per the direction of departmental officers etc. complete, but excluding the cost of pig lead. (PRICE Code: 100.48.3.2) | 2198.25 | Leak | PRICE Data | Others | Others
Rectification of joint leakages in 125mm CI Pipe including earth work excavation in all kinds of soil for exposing leaking joint including tar cutting / concrete cutting, without causing any damages to the line and specials, cleaning the joints including raking out the damaged hemp and lead, conveying hemp and lead and providing lead joint after cleaning the joint, charging and testing to the required pressure, rectifying any defects noticed and refilling the trenches using excavated earth in layers not exceeding 20cm depth including consolidating each layers by ramming, watering, removing the surplus soil from the work site, without causing any damages to any other utilities, including the charges of conveyance and hire for tools and plant, bailing out water, lighting, watching, ribbon fencing, providing caution boards, traffic diversion, including cost of materials and as per the direction of departmental officers etc. complete, but excluding the cost of pig lead. (PRICE Code: 100.48.3.3) | 2539.75 | Leak | PRICE Data | Others | Others
Rectification of joint leakages in 150mm CI Pipe including earth work excavation in all kinds of soil for exposing leaking joint including tar cutting / concrete cutting, without causing any damages to the line and specials, cleaning the joints including raking out the damaged hemp and lead, conveying hemp and lead and providing lead joint after cleaning the joint, charging and testing to the required pressure, rectifying any defects noticed and refilling the trenches using excavated earth in layers not exceeding 20cm depth including consolidating each layers by ramming, watering, removing the surplus soil from the work site, without causing any damages to any other utilities, including the charges of conveyance and hire for tools and plant, bailing out water, lighting, watching, ribbon fencing, providing caution boards, traffic diversion, including cost of materials and as per the direction of departmental officers etc. complete, but excluding the cost of pig lead. (PRICE Code: 100.48.3.4) | 2657.2 | Leak | PRICE Data | Others | Others
Rectification of joint leakages in 200mm CI Pipe including earth work excavation in all kinds of soil for exposing leaking joint including tar cutting / concrete cutting, without causing any damages to the line and specials, cleaning the joints including raking out the damaged hemp and lead, conveying hemp and lead and providing lead joint after cleaning the joint, charging and testing to the required pressure, rectifying any defects noticed and refilling the trenches using excavated earth in layers not exceeding 20cm depth including consolidating each layers by ramming, watering, removing the surplus soil from the work site, without causing any damages to any other utilities, including the charges of conveyance and hire for tools and plant, bailing out water, lighting, watching, ribbon fencing, providing caution boards, traffic diversion, including cost of materials and as per the direction of departmental officers etc. complete, but excluding the cost of pig lead. (PRICE Code: 100.48.3.5) | 3155.2 | Leak | PRICE Data | Others | Others
Rectification of joint leakages in 250mm CI Pipe including earth work excavation in all kinds of soil for exposing leaking joint including tar cutting / concrete cutting, without causing any damages to the line and specials, cleaning the joints including raking out the damaged hemp and lead, conveying hemp and lead and providing lead joint after cleaning the joint, charging and testing to the required pressure, rectifying any defects noticed and refilling the trenches using excavated earth in layers not exceeding 20cm depth including consolidating each layers by ramming, watering, removing the surplus soil from the work site, without causing any damages to any other utilities, including the charges of conveyance and hire for tools and plant, bailing out water, lighting, watching, ribbon fencing, providing caution boards, traffic diversion, including cost of materials and as per the direction of departmental officers etc. complete, but excluding the cost of pig lead. (PRICE Code: 100.48.3.6) | 3578.2 | Leak | PRICE Data | Others | Others
Rectification of joint leakages in 300mm CI Pipe including earth work excavation in all kinds of soil for exposing leaking joint including tar cutting / concrete cutting, without causing any damages to the line and specials, cleaning the joints including raking out the damaged hemp and lead, conveying hemp and lead and providing lead joint after cleaning the joint, charging and testing to the required pressure, rectifying any defects noticed and refilling the trenches using excavated earth in layers not exceeding 20cm depth including consolidating each layers by ramming, watering, removing the surplus soil from the work site, without causing any damages to any other utilities, including the charges of conveyance and hire for tools and plant, bailing out water, lighting, watching, ribbon fencing, providing caution boards, traffic diversion, including cost of materials and as per the direction of departmental officers etc. complete, but excluding the cost of pig lead. (PRICE Code: 100.48.3.7) | 4000.75 | Leak | PRICE Data | Others | Others
Rectification of joint leakages in 350mm CI Pipe including earth work excavation in all kinds of soil for exposing leaking joint including tar cutting / concrete cutting, without causing any damages to the line and specials, cleaning the joints including raking out the damaged hemp and lead, conveying hemp and lead and providing lead joint after cleaning the joint, charging and testing to the required pressure, rectifying any defects noticed and refilling the trenches using excavated earth in layers not exceeding 20cm depth including consolidating each layers by ramming, watering, removing the surplus soil from the work site, without causing any damages to any other utilities, including the charges of conveyance and hire for tools and plant, bailing out water, lighting, watching, ribbon fencing, providing caution boards, traffic diversion, including cost of materials and as per the direction of departmental officers etc. complete, but excluding the cost of pig lead. (PRICE Code: 100.48.3.8) | 4259.3 | Leak | PRICE Data | Others | Others
Rectification of joint leakages in 400mm CI Pipe including earth work excavation in all kinds of soil for exposing leaking joint including tar cutting / concrete cutting, without causing any damages to the line and specials, cleaning the joints including raking out the damaged hemp and lead, conveying hemp and lead and providing lead joint after cleaning the joint, charging and testing to the required pressure, rectifying any defects noticed and refilling the trenches using excavated earth in layers not exceeding 20cm depth including consolidating each layers by ramming, watering, removing the surplus soil from the work site, without causing any damages to any other utilities, including the charges of conveyance and hire for tools and plant, bailing out water, lighting, watching, ribbon fencing, providing caution boards, traffic diversion, including cost of materials and as per the direction of departmental officers etc. complete, but excluding the cost of pig lead. (PRICE Code: 100.48.3.9) | 4940.9 | Leak | PRICE Data | Others | Others
Rectification of joint leakages in 450mm CI Pipe including earth work excavation in all kinds of soil for exposing leaking joint including tar cutting / concrete cutting, without causing any damages to the line and specials, cleaning the joints including raking out the damaged hemp and lead, conveying hemp and lead and providing lead joint after cleaning the joint, charging and testing to the required pressure, rectifying any defects noticed and refilling the trenches using excavated earth in layers not exceeding 20cm depth including consolidating each layers by ramming, watering, removing the surplus soil from the work site, without causing any damages to any other utilities, including the charges of conveyance and hire for tools and plant, bailing out water, lighting, watching, ribbon fencing, providing caution boards, traffic diversion, including cost of materials and as per the direction of departmental officers etc. complete, but excluding the cost of pig lead. (PRICE Code: 100.48.3.10) | 5463.25 | Leak | PRICE Data | Others | Others
Rectification of joint leakages in 500mm CI Pipe including earth work excavation in all kinds of soil for exposing leaking joint including tar cutting / concrete cutting, without causing any damages to the line and specials, cleaning the joints including raking out the damaged hemp and joint, conveying hemp and lead and providing lead joint after cleaning the ends, charging and testing to the required pressure, rectifying any defects noticed and refilling the trenches using excavated earth in layers not exceeding 20cm depth including consolidating each layers by ramming, watering, removing the surplus soil from the work site, without causing any damages to any other utilities, including the charges of conveyance and hire for tools and plant, bailing out water, lighting, watching, ribbon fencing, providing caution boards, traffic diversion, including cost of materials and as per the direction of departmental officers etc. complete, but excluding the cost of pig lead. (PRICE Code: 100.48.3.11) | 5810.9 | Leak | PRICE Data | Others | Others
Rectification of breakages up to 2.0m length in 80mm CI Pipes , including earth work excavation in all kinds of soil for exposing leak portion of the pipe including tar cutting / concrete cutting, by cutting and removing and stacking the damaged portion from the existing line without causing any damages to the line and specials and replacing with the CI pipe with Collar and jointing with hemp & lead after cleaning the ends centering the pipe,testing the line to the required test pressure, rectifying any defects noticed and refilling the trenches using excavated earth in layers not exceeding 20cm depth including consolidating each layers by ramming, watering, removing the surplus soil from the work site, without causing any damages to any other utilities, including the charges of hire & conveyance of tools and materials to the leak site, bailing out water, lighting, watching, ribbon fencing, caution boards, traffic diversion and as per the direction of departmental officers etc. complete, but excluding the cost of pipes, collar and pig lead. (PRICE Code: 100.48.4.1) | 4655.35 | Leak | PRICE Data | Others | Others
Rectification of breakages up to 2.0m length in 100mm CI Pipes , including earth work excavation in all kinds of soil for exposing leak portion of the pipe including tar cutting / concrete cutting, by cutting and removing and stacking the damaged portion from the existing line without causing any damages to the line and specials and replacing with the CI pipe with Collar and jointing with hemp & lead after cleaning the ends centering the pipe,testing the line to the required test pressure, rectifying any defects noticed and refilling the trenches using excavated earth in layers not exceeding 20cm depth including consolidating each layers by ramming, watering, removing the surplus soil from the work site, without causing any damages to any other utilities, including the charges of hire & conveyance of tools and materials to the leak site, bailing out water, lighting, watching, ribbon fencing, caution boards, traffic diversion and as per the direction of departmental officers etc. complete, but excluding the cost of pipes, collar and pig lead. (PRICE Code: 100.48.4.2) | 4992.1 | Leak | PRICE Data | Others | Others
Rectification of breakages up to 2.0m length in 125mm CI Pipes , including earth work excavation in all kinds of soil for exposing leak portion of the pipe including tar cutting / concrete cutting, by cutting and removing and stacking the damaged portion from the existing line without causing any damages to the line and specials and replacing with the CI pipe with Collar and jointing with hemp & lead after cleaning the ends centering the pipe,testing the line to the required test pressure, rectifying any defects noticed and refilling the trenches using excavated earth in layers not exceeding 20cm depth including consolidating each layers by ramming, watering, removing the surplus soil from the work site, without causing any damages to any other utilities, including the charges of hire & conveyance of tools and materials to the leak site, bailing out water, lighting, watching, ribbon fencing, caution boards, traffic diversion and as per the direction of departmental officers etc. complete, but excluding the cost of pipes, collar and pig lead. (PRICE Code: 100.48.4.3) | 5943.95 | Leak | PRICE Data | Others | Others
Rectification of breakages up to 2.0m length in 150mm CI Pipes , including earth work excavation in all kinds of soil for exposing leak portion of the pipe including tar cutting / concrete cutting, by cutting and removing and stacking the damaged portion from the existing line without causing any damages to the line and specials and replacing with the CI pipe with Collar and jointing with hemp & lead after cleaning the ends centering the pipe,testing the line to the required test pressure, rectifying any defects noticed and refilling the trenches using excavated earth in layers not exceeding 20cm depth including consolidating each layers by ramming, watering, removing the surplus soil from the work site, without causing any damages to any other utilities, including the charges of hire & conveyance of tools and materials to the leak site, bailing out water, lighting, watching, ribbon fencing, caution boards, traffic diversion and as per the direction of departmental officers etc. complete, but excluding the cost of pipes, collar and pig lead. (PRICE Code: 100.48.4.4) | 6386.65 | Leak | PRICE Data | Others | Others
Rectification of breakages up to 2.0m length in 200mm CI Pipes , including earth work excavation in all kinds of soil for exposing leak portion of the pipe including tar cutting / concrete cutting, by cutting and removing and stacking the damaged portion from the existing line without causing any damages to the line and specials and replacing with the CI pipe with Collar and jointing with hemp & lead after cleaning the ends centering the pipe,testing the line to the required test pressure, rectifying any defects noticed and refilling the trenches using excavated earth in layers not exceeding 20cm depth including consolidating each layers by ramming, watering, removing the surplus soil from the work site, without causing any damages to any other utilities, including the charges of hire & conveyance of tools and materials to the leak site, bailing out water, lighting, watching, ribbon fencing, caution boards, traffic diversion and as per the direction of departmental officers etc. complete, but excluding the cost of pipes, collar and pig lead. (PRICE Code: 100.48.4.5) | 7860.05 | Leak | PRICE Data | Others | Others
Rectification of breakages up to 2.0m length in 250mm CI Pipes , including earth work excavation in all kinds of soil for exposing leak portion of the pipe including tar cutting / concrete cutting, by cutting and removing and stacking the damaged portion from the existing line without causing any damages to the line and specials and replacing with the CI pipe with Collar and jointing with hemp & lead after cleaning the ends centering the pipe,testing the line to the required test pressure, rectifying any defects noticed and refilling the trenches using excavated earth in layers not exceeding 20cm depth including consolidating each layers by ramming, watering, removing the surplus soil from the work site, without causing any damages to any other utilities, including the charges of hire & conveyance of tools and materials to the leak site, bailing out water, lighting, watching, ribbon fencing, caution boards, traffic diversion and as per the direction of departmental officers etc. complete, but excluding the cost of pipes, collar and pig lead. (PRICE Code: 100.48.4.6) | 9182.1 | Leak | PRICE Data | Others | Others
Rectification of breakages up to 2.0m length in 300mm CI Pipes , including earth work excavation in all kinds of soil for exposing leak portion of the pipe including tar cutting / concrete cutting, by cutting and removing and stacking the damaged portion from the existing line without causing any damages to the line and specials and replacing with the CI pipe with Collar and jointing with hemp & lead after cleaning the ends centering the pipe,testing the line to the required test pressure, rectifying any defects noticed and refilling the trenches using excavated earth in layers not exceeding 20cm depth including consolidating each layers by ramming, watering, removing the surplus soil from the work site, without causing any damages to any other utilities, including the charges of hire & conveyance of tools and materials to the leak site, bailing out water, lighting, watching, ribbon fencing, caution boards, traffic diversion and as per the direction of departmental officers etc. complete, but excluding the cost of pipes, collar and pig lead. (PRICE Code: 100.48.4.7) | 10540.6 | Leak | PRICE Data | Others | Others
Rectification of breakages up to 2.0m length in 350mm CI Pipes , including earth work excavation in all kinds of soil for exposing leak portion of the pipe including tar cutting / concrete cutting, by cutting and removing and stacking the damaged portion from the existing line without causing any damages to the line and specials and replacing with the CI pipe with Collar and jointing with hemp & lead after cleaning the ends centering the pipe,testing the line to the required test pressure, rectifying any defects noticed and refilling the trenches using excavated earth in layers not exceeding 20cm depth including consolidating each layers by ramming, watering, removing the surplus soil from the work site, without causing any damages to any other utilities, including the charges of hire & conveyance of tools and materials to the leak site, bailing out water, lighting, watching, ribbon fencing, caution boards, traffic diversion and as per the direction of departmental officers etc. complete, but excluding the cost of pipes, collar and pig lead. (PRICE Code: 100.48.4.8) | 11514.3 | Leak | PRICE Data | Others | Others
Rectification of breakages up to 2.0m length in 400mm CI Pipes , including earth work excavation in all kinds of soil for exposing leak portion of the pipe including tar cutting / concrete cutting, by cutting and removing and stacking the damaged portion from the existing line without causing any damages to the line and specials and replacing with the CI pipe with Collar and jointing with hemp & lead after cleaning the ends centering the pipe,testing the line to the required test pressure, rectifying any defects noticed and refilling the trenches using excavated earth in layers not exceeding 20cm depth including consolidating each layers by ramming, watering, removing the surplus soil from the work site, without causing any damages to any other utilities, including the charges of hire & conveyance of tools and materials to the leak site, bailing out water, lighting, watching, ribbon fencing, caution boards, traffic diversion and as per the direction of departmental officers etc. complete, but excluding the cost of pipes, collar and pig lead. (PRICE Code: 100.48.4.9) | 13486.25 | Leak | PRICE Data | Others | Others
Rectification of breakages up to 2.0m length in 450mm CI Pipes , including earth work excavation in all kinds of soil for exposing leak portion of the pipe including tar cutting / concrete cutting, by cutting and removing and stacking the damaged portion from the existing line without causing any damages to the line and specials and replacing with the CI pipe with Collar and jointing with hemp & lead after cleaning the ends centering the pipe,testing the line to the required test pressure, rectifying any defects noticed and refilling the trenches using excavated earth in layers not exceeding 20cm depth including consolidating each layers by ramming, watering, removing the surplus soil from the work site, without causing any damages to any other utilities, including the charges of hire & conveyance of tools and materials to the leak site, bailing out water, lighting, watching, ribbon fencing, caution boards, traffic diversion and as per the direction of departmental officers etc. complete, but excluding the cost of pipes, collar and pig lead. (PRICE Code: 100.48.4.10) | 15060.15 | Leak | PRICE Data | Others | Others
Rectification of breakages up to 2.0m length in 500mm CI Pipes , including earth work excavation in all kinds of soil for exposing leak portion of the pipe including tar cutting / concrete cutting, by cutting and removing and stacking the damaged portion from the existing line without causing any damages to the line and specials and replacing with the CI pipe with Collar and jointing with hemp & lead after cleaning the ends centering the pipe,testing the line to the required test pressure, rectifying any defects noticed and refilling the trenches using excavated earth in layers not exceeding 20cm depth including consolidating each layers by ramming, watering, removing the surplus soil from the work site, without causing any damages to any other utilities, including the charges of hire & conveyance of tools and materials to the leak site, bailing out water, lighting, watching, ribbon fencing, caution boards, traffic diversion and as per the direction of departmental officers etc. complete, but excluding the cost of pipes, collar and pig lead. (PRICE Code: 100.48.4.11) | 16259.75 | Leak | PRICE Data | Others | Others
Rectification of joint leakages in 100mm DI Pipe (cutting, removing and laying back a length of 1.0m from one side of the joint) including earth work excavation in all kinds of soil for exposing leak portion of the pipe including tar cutting / concrete cutting, by cutting and removing a portion of pipe from the damaged joint without causing any damages to the remaining portion of the line and specials and replacing the pipe with mechanical and tyton joint after cleaning the ends, centering the pipe, providing the joints, testing the line to the required test pressure, rectifying any defects noticed and refilling the trenches using excavated earth in layers not exceeding 20cm depth including consolidating each layers by ramming, watering, removing the surplus soil from the work site, without causing any damages to any other utilities, including the charges of hire and conveyance of tools, plants and materials to the leak site, bailing out water, lighting, watching, ribbon fencing, caution boards, traffic diversion but excluding cost of mechanical joint and as per the direction of departmental officers etc. complete. (PRICE Code: 100.49.1.1) | 3495.35 | Leak | PRICE Data | Others | Others
Rectification of joint leakages in 150mm DI Pipe (cutting, removing and laying back a length of 1.0m from one side of the joint) including earth work excavation in all kinds of soil for exposing leak portion of the pipe including tar cutting / concrete cutting, by cutting and removing a portion of pipe from the damaged joint without causing any damages to the remaining portion of the line and specials and replacing the pipe with mechanical and tyton joint after cleaning the ends, centering the pipe, providing the joints, testing the line to the required test pressure, rectifying any defects noticed and refilling the trenches using excavated earth in layers not exceeding 20cm depth including consolidating each layers by ramming, watering, removing the surplus soil from the work site, without causing any damages to any other utilities, including the charges of hire and conveyance of tools, plants and materials to the leak site, bailing out water, lighting, watching, ribbon fencing, caution boards, traffic diversion but excluding cost of mechanical joint and as per the direction of departmental officers etc. complete. (PRICE Code: 100.49.1.2) | 4160.3 | Leak | PRICE Data | Others | Others
Rectification of joint leakages in 200mm DI Pipe (cutting, removing and laying back a length of 1.0m from one side of the joint) including earth work excavation in all kinds of soil for exposing leak portion of the pipe including tar cutting / concrete cutting, by cutting and removing a portion of pipe from the damaged joint without causing any damages to the remaining portion of the line and specials and replacing the pipe with mechanical and tyton joint after cleaning the ends, centering the pipe, providing the joints, testing the line to the required test pressure, rectifying any defects noticed and refilling the trenches using excavated earth in layers not exceeding 20cm depth including consolidating each layers by ramming, watering, removing the surplus soil from the work site, without causing any damages to any other utilities, including the charges of hire and conveyance of tools, plants and materials to the leak site, bailing out water, lighting, watching, ribbon fencing, caution boards, traffic diversion but excluding cost of mechanical joint and as per the direction of departmental officers etc. complete. (PRICE Code: 100.49.1.3) | 4957.85 | Leak | PRICE Data | Others | Others
Rectification of joint leakages in 250mm DI Pipe (cutting, removing and laying back a length of 1.0m from one side of the joint) including earth work excavation in all kinds of soil for exposing leak portion of the pipe including tar cutting / concrete cutting, by cutting and removing a portion of pipe from the damaged joint without causing any damages to the remaining portion of the line and specials and replacing the pipe with mechanical and tyton joint after cleaning the ends, centering the pipe, providing the joints, testing the line to the required test pressure, rectifying any defects noticed and refilling the trenches using excavated earth in layers not exceeding 20cm depth including consolidating each layers by ramming, watering, removing the surplus soil from the work site, without causing any damages to any other utilities, including the charges of hire and conveyance of tools, plants and materials to the leak site, bailing out water, lighting, watching, ribbon fencing, caution boards, traffic diversion but excluding cost of mechanical joint and as per the direction of departmental officers etc. complete. (PRICE Code: 100.49.1.4) | 5612.15 | Leak | PRICE Data | Others | Others
Rectification of joint leakages in 300mm DI Pipe (cutting, removing and laying back a length of 1.0m from one side of the joint) including earth work excavation in all kinds of soil for exposing leak portion of the pipe including tar cutting / concrete cutting, by cutting and removing a portion of pipe from the damaged joint without causing any damages to the remaining portion of the line and specials and replacing the pipe with mechanical and tyton joint after cleaning the ends, centering the pipe, providing the joints, testing the line to the required test pressure, rectifying any defects noticed and refilling the trenches using excavated earth in layers not exceeding 20cm depth including consolidating each layers by ramming, watering, removing the surplus soil from the work site, without causing any damages to any other utilities, including the charges of hire and conveyance of tools, plants and materials to the leak site, bailing out water, lighting, watching, ribbon fencing, caution boards, traffic diversion but excluding cost of mechanical joint and as per the direction of departmental officers etc. complete. (PRICE Code: 100.49.1.5) | 6272.1 | Leak | PRICE Data | Others | Others
Rectification of joint leakages in 350mm DI Pipe (cutting, removing and laying back a length of 1.0m from one side of the joint) including earth work excavation in all kinds of soil for exposing leak portion of the pipe including tar cutting / concrete cutting, by cutting and removing a portion of pipe from the damaged joint without causing any damages to the remaining portion of the line and specials and replacing the pipe with mechanical and tyton joint after cleaning the ends, centering the pipe, providing the joints, testing the line to the required test pressure, rectifying any defects noticed and refilling the trenches using excavated earth in layers not exceeding 20cm depth including consolidating each layers by ramming, watering, removing the surplus soil from the work site, without causing any damages to any other utilities, including the charges of hire and conveyance of tools, plants and materials to the leak site, bailing out water, lighting, watching, ribbon fencing, caution boards, traffic diversion but excluding cost of mechanical joint and as per the direction of departmental officers etc. complete. (PRICE Code: 100.49.1.6) | 7030.5 | Leak | PRICE Data | Others | Others
Rectification of joint leakages in 400mm DI Pipe (cutting, removing and laying back a length of 1.0m from one side of the joint) including earth work excavation in all kinds of soil for exposing leak portion of the pipe including tar cutting / concrete cutting, by cutting and removing a portion of pipe from the damaged joint without causing any damages to the remaining portion of the line and specials and replacing the pipe with mechanical and tyton joint after cleaning the ends, centering the pipe, providing the joints, testing the line to the required test pressure, rectifying any defects noticed and refilling the trenches using excavated earth in layers not exceeding 20cm depth including consolidating each layers by ramming, watering, removing the surplus soil from the work site, without causing any damages to any other utilities, including the charges of hire and conveyance of tools, plants and materials to the leak site, bailing out water, lighting, watching, ribbon fencing, caution boards, traffic diversion but excluding cost of mechanical joint and as per the direction of departmental officers etc. complete. (PRICE Code: 100.49.1.7) | 7852.6 | Leak | PRICE Data | Others | Others
Rectification of joint leakages in 450mm DI Pipe (cutting, removing and laying back a length of 1.0m from one side of the joint) including earth work excavation in all kinds of soil for exposing leak portion of the pipe including tar cutting / concrete cutting, by cutting and removing a portion of pipe from the damaged joint without causing any damages to the remaining portion of the line and specials and replacing the pipe with mechanical and tyton joint after cleaning the ends, centering the pipe, providing the joints, testing the line to the required test pressure, rectifying any defects noticed and refilling the trenches using excavated earth in layers not exceeding 20cm depth including consolidating each layers by ramming, watering, removing the surplus soil from the work site, without causing any damages to any other utilities, including the charges of hire and conveyance of tools, plants and materials to the leak site, bailing out water, lighting, watching, ribbon fencing, caution boards, traffic diversion but excluding cost of mechanical joint and as per the direction of departmental officers etc. complete. (PRICE Code: 100.49.1.8) | 8741.7 | Leak | PRICE Data | Others | Others
Rectification of joint leakages in 500mm DI Pipe (cutting, removing and laying back a length of 1.0m from one side of the joint) including earth work excavation in all kinds of soil for exposing leak portion of the pipe including tar cutting / concrete cutting, by cutting and removing a portion of pipe from the damaged joint without causing any damages to the remaining portion of the line and specials and replacing the pipe with mechanical and tyton joint after cleaning the ends, centering the pipe, providing the joints, testing the line to the required test pressure, rectifying any defects noticed and refilling the trenches using excavated earth in layers not exceeding 20cm depth including consolidating each layers by ramming, watering, removing the surplus soil from the work site, without causing any damages to any other utilities, including the charges of hire and conveyance of tools, plants and materials to the leak site, bailing out water, lighting, watching, ribbon fencing, caution boards, traffic diversion but excluding cost of mechanical joint and as per the direction of departmental officers etc. complete. (PRICE Code: 100.49.1.9) | 9471.35 | Leak | PRICE Data | Others | Others
Rectification of leakages of 32 mm, 40mm & 50mm GI Pipes by replacing lengths up to 1.0m including earth work excavation in all kindss of soil for exposing leak portion of the pipe including tar / concrete cutting, by cutting, removing and stacking the damaged portion from the existing line without causing any damages to the remaining portion and specials and conveying and replacing with GI Pipes of suitable size and jointing by thraded coupler and union of suitable size including threading, alignment, laying and jointing to make a water tight joint, testing the line to the required pressure, rectifying any defects noticed and refilling the trenches using excavated earth in layers not exceeding 20cm depth including consolidating each layers by ramming, watering, removing the surplus soil from the work site, without causing any damages to any other utilities, including the charges hire and conveyance of tools, plant and materials to the leak site, bailing out water, lighting, watching, ribbon fencing, caution boards, traffic diversion, including the cost of specials but excluding cost of pipe and as per the direction of departmental officers etc. complete. (PRICE Code: 100.50.1.1) | 1639.8 | Leak | PRICE Data | Others | Others
Rectification of leakages of 65 mm GI Pipes by replacing lengths up to 1.0m including earth work excavation in all kindss of soil for exposing leak portion of the pipe including tar / concrete cutting, by cutting, removing and stacking the damaged portion from the existing line without causing any damages to the remaining portion and specials and conveying and replacing with GI Pipes of suitable size and jointing by thraded coupler and union of suitable size including threading, alignment, laying and jointing to make a water tight joint, testing the line to the required pressure, rectifying any defects noticed and refilling the trenches using excavated earth in layers not exceeding 20cm depth including consolidating each layers by ramming, watering, removing the surplus soil from the work site, without causing any damages to any other utilities, including the charges hire and conveyance of tools, plant and materials to the leak site, bailing out water, lighting, watching, ribbon fencing, caution boards, traffic diversion, including the cost of specials but excluding cost of pipe and as per the direction of departmental officers etc. complete. (PRICE Code: 100.50.1.2) | 2355.35 | Leak | PRICE Data | Others | Others
Rectification of leakages of 80 mm GI Pipes by replacing lengths up to 1.0m including earth work excavation in all kindss of soil for exposing leak portion of the pipe including tar / concrete cutting, by cutting, removing and stacking the damaged portion from the existing line without causing any damages to the remaining portion and specials and conveying and replacing with GI Pipes of suitable size and jointing by thraded coupler and union of suitable size including threading, alignment, laying and jointing to make a water tight joint, testing the line to the required pressure, rectifying any defects noticed and refilling the trenches using excavated earth in layers not exceeding 20cm depth including consolidating each layers by ramming, watering, removing the surplus soil from the work site, without causing any damages to any other utilities, including the charges hire and conveyance of tools, plant and materials to the leak site, bailing out water, lighting, watching, ribbon fencing, caution boards, traffic diversion, including the cost of specials but excluding cost of pipe and as per the direction of departmental officers etc. complete. (PRICE Code: 100.50.1.3) | 2637.9 | Leak | PRICE Data | Others | Others
Rectification of leakages of 100 mm GI Pipes by replacing lengths up to 1.0m including earth work excavation in all kindss of soil for exposing leak portion of the pipe including tar / concrete cutting, by cutting, removing and stacking the damaged portion from the existing line without causing any damages to the remaining portion and specials and conveying and replacing with GI Pipes of suitable size and jointing by thraded coupler and union of suitable size including threading, alignment, laying and jointing to make a water tight joint, testing the line to the required pressure, rectifying any defects noticed and refilling the trenches using excavated earth in layers not exceeding 20cm depth including consolidating each layers by ramming, watering, removing the surplus soil from the work site, without causing any damages to any other utilities, including the charges hire and conveyance of tools, plant and materials to the leak site, bailing out water, lighting, watching, ribbon fencing, caution boards, traffic diversion, including the cost of specials but excluding cost of pipe and as per the direction of departmental officers etc. complete. (PRICE Code: 100.50.1.4) | 2950.9 | Leak | PRICE Data | Others | Others
Rectification of leakages of 125 mm GI Pipes by replacing lengths up to 1.0m including earth work excavation in all kindss of soil for exposing leak portion of the pipe including tar / concrete cutting, by cutting, removing and stacking the damaged portion from the existing line without causing any damages to the remaining portion and specials and conveying and replacing with GI Pipes of suitable size and jointing by thraded coupler and union of suitable size including threading, alignment, laying and jointing to make a water tight joint, testing the line to the required pressure, rectifying any defects noticed and refilling the trenches using excavated earth in layers not exceeding 20cm depth including consolidating each layers by ramming, watering, removing the surplus soil from the work site, without causing any damages to any other utilities, including the charges hire and conveyance of tools, plant and materials to the leak site, bailing out water, lighting, watching, ribbon fencing, caution boards, traffic diversion, including the cost of specials but excluding cost of pipe and as per the direction of departmental officers etc. complete. (PRICE Code: 100.50.1.5) | 3458.35 | Leak | PRICE Data | Others | Others
Rectification of leakages of 150 mm GI Pipes by replacing lengths up to 1.0m including earth work excavation in all kindss of soil for exposing leak portion of the pipe including tar / concrete cutting, by cutting, removing and stacking the damaged portion from the existing line without causing any damages to the remaining portion and specials and conveying and replacing with GI Pipes of suitable size and jointing by thraded coupler and union of suitable size including threading, alignment, laying and jointing to make a water tight joint, testing the line to the required pressure, rectifying any defects noticed and refilling the trenches using excavated earth in layers not exceeding 20cm depth including consolidating each layers by ramming, watering, removing the surplus soil from the work site, without causing any damages to any other utilities, including the charges hire and conveyance of tools, plant and materials to the leak site, bailing out water, lighting, watching, ribbon fencing, caution boards, traffic diversion, including the cost of specials but excluding cost of pipe and as per the direction of departmental officers etc. complete. (PRICE Code: 100.50.1.6) | 3997.65 | Leak | PRICE Data | Others | Others
Rectification of leakages of 50 mm GI Pipes in exposed portions by replacing lengths up to 1.0m by cutting, removing and stacking the damaged portion from the existing line without causing any damages to the remaining portion and specials and conveying and replacing with GI Pipes of suitable size and jointing by thraded coupler and union of suitable size including threading, alignement, laying and jointing to make a water tight joint, testing the line to the required pressure, rectifying any defects noticed, without causing any damages to any other utilities, including the charges hire and conveyance of tools, plant and materials to the leak site, bailing out water, lighting, watching, ribbon fencing, caution boards, traffic diversion, necessary scaffolding including the cost of specials but excluding cost of pipe and as per the direction of departmental officers etc. complete. (PRICE Code: 100.50.2.1) | 1524.05 | Leak | PRICE Data | Others | Others
Rectification of leakages of 65 mm GI Pipes in exposed portions by replacing lengths up to 1.0m by cutting, removing and stacking the damaged portion from the existing line without causing any damages to the remaining portion and specials and conveying and replacing with GI Pipes of suitable size and jointing by thraded coupler and union of suitable size including threading, alignement, laying and jointing to make a water tight joint, testing the line to the required pressure, rectifying any defects noticed, without causing any damages to any other utilities, including the charges hire and conveyance of tools, plant and materials to the leak site, bailing out water, lighting, watching, ribbon fencing, caution boards, traffic diversion, necessary scaffolding including the cost of specials but excluding cost of pipe and as per the direction of departmental officers etc. complete. (PRICE Code: 100.50.2.2) | 2171.95 | Leak | PRICE Data | Others | Others
Rectification of leakages of 80 mm GI Pipes in exposed portions by replacing lengths up to 1.0m by cutting, removing and stacking the damaged portion from the existing line without causing any damages to the remaining portion and specials and conveying and replacing with GI Pipes of suitable size and jointing by thraded coupler and union of suitable size including threading, alignement, laying and jointing to make a water tight joint, testing the line to the required pressure, rectifying any defects noticed, without causing any damages to any other utilities, including the charges hire and conveyance of tools, plant and materials to the leak site, bailing out water, lighting, watching, ribbon fencing, caution boards, traffic diversion, necessary scaffolding including the cost of specials but excluding cost of pipe and as per the direction of departmental officers etc. complete. (PRICE Code: 100.50.2.3) | 2359.6 | Leak | PRICE Data | Others | Others
Rectification of leakages of 100 mm GI Pipes in exposed portions by replacing lengths up to 1.0m by cutting, removing and stacking the damaged portion from the existing line without causing any damages to the remaining portion and specials and conveying and replacing with GI Pipes of suitable size and jointing by thraded coupler and union of suitable size including threading, alignement, laying and jointing to make a water tight joint, testing the line to the required pressure, rectifying any defects noticed, without causing any damages to any other utilities, including the charges hire and conveyance of tools, plant and materials to the leak site, bailing out water, lighting, watching, ribbon fencing, caution boards, traffic diversion, necessary scaffolding including the cost of specials but excluding cost of pipe and as per the direction of departmental officers etc. complete. (PRICE Code: 100.50.2.4) | 2853.45 | Leak | PRICE Data | Others | Others
Rectification of leakages of 125 mm GI Pipes in exposed portions by replacing lengths up to 1.0m by cutting, removing and stacking the damaged portion from the existing line without causing any damages to the remaining portion and specials and conveying and replacing with GI Pipes of suitable size and jointing by thraded coupler and union of suitable size including threading, alignement, laying and jointing to make a water tight joint, testing the line to the required pressure, rectifying any defects noticed, without causing any damages to any other utilities, including the charges hire and conveyance of tools, plant and materials to the leak site, bailing out water, lighting, watching, ribbon fencing, caution boards, traffic diversion, necessary scaffolding including the cost of specials but excluding cost of pipe and as per the direction of departmental officers etc. complete. (PRICE Code: 100.50.2.5) | 3193 | Leak | PRICE Data | Others | Others
Rectification of leakages of 150 mm GI Pipes in exposed portions by replacing lengths up to 1.0m by cutting, removing and stacking the damaged portion from the existing line without causing any damages to the remaining portion and specials and conveying and replacing with GI Pipes of suitable size and jointing by thraded coupler and union of suitable size including threading, alignement, laying and jointing to make a water tight joint, testing the line to the required pressure, rectifying any defects noticed, without causing any damages to any other utilities, including the charges hire and conveyance of tools, plant and materials to the leak site, bailing out water, lighting, watching, ribbon fencing, caution boards, traffic diversion, necessary scaffolding including the cost of specials but excluding cost of pipe and as per the direction of departmental officers etc. complete. (PRICE Code: 100.50.2.6) | 4163.9 | Leak | PRICE Data | Others | Others
Rectification of leakages of 50 mm GI Pipes in exposed portions by replacing lengths up to 1.0m by cutting, removing and stacking the damaged portion from the existing line without causing any damages to the remaining portion and specials and conveying and replacing with GI Pipes of suitable size and jointing by three run welding to make a water tight joint, painting the welded portion, testing the line to the required pressure, rectifying any defects noticed, without causing any damages to any other utilities, including the charges hire and conveyance of tools, plant and materials to the leak site, bailing out water, lighting, watching, ribbon fencing, caution boards, traffic diversion, necessary scaffolding including the cost of specials but excluding cost of pipe and as per the direction of departmental officers etc. complete. (PRICE Code: 100.50.3.1) | 915.4 | Leak | PRICE Data | Others | Others
Rectification of leakages of 65 mm GI Pipes in exposed portions by replacing lengths up to 1.0m by cutting, removing and stacking the damaged portion from the existing line without causing any damages to the remaining portion and specials and conveying and replacing with GI Pipes of suitable size and jointing by three run welding to make a water tight joint, painting the welded portion, testing the line to the required pressure, rectifying any defects noticed, without causing any damages to any other utilities, including the charges hire and conveyance of tools, plant and materials to the leak site, bailing out water, lighting, watching, ribbon fencing, caution boards, traffic diversion, necessary scaffolding including the cost of specials but excluding cost of pipe and as per the direction of departmental officers etc. complete. (PRICE Code: 100.50.3.2) | 1135.5 | Leak | PRICE Data | Others | Others
Rectification of leakages of 80 mm GI Pipes in exposed portions by replacing lengths up to 1.0m by cutting, removing and stacking the damaged portion from the existing line without causing any damages to the remaining portion and specials and conveying and replacing with GI Pipes of suitable size and jointing by three run welding to make a water tight joint, painting the welded portion, testing the line to the required pressure, rectifying any defects noticed, without causing any damages to any other utilities, including the charges hire and conveyance of tools, plant and materials to the leak site, bailing out water, lighting, watching, ribbon fencing, caution boards, traffic diversion, necessary scaffolding including the cost of specials but excluding cost of pipe and as per the direction of departmental officers etc. complete. (PRICE Code: 100.50.3.3) | 1288.55 | Leak | PRICE Data | Others | Others
Rectification of leakages of 100 mm GI Pipes in exposed portions by replacing lengths up to 1.0m by cutting, removing and stacking the damaged portion from the existing line without causing any damages to the remaining portion and specials and conveying and replacing with GI Pipes of suitable size and jointing by three run welding to make a water tight joint, painting the welded portion, testing the line to the required pressure, rectifying any defects noticed, without causing any damages to any other utilities, including the charges hire and conveyance of tools, plant and materials to the leak site, bailing out water, lighting, watching, ribbon fencing, caution boards, traffic diversion, necessary scaffolding including the cost of specials but excluding cost of pipe and as per the direction of departmental officers etc. complete. (PRICE Code: 100.50.3.4) | 1536.5 | Leak | PRICE Data | Others | Others
Rectification of leakages of 125 mm GI Pipes in exposed portions by replacing lengths up to 1.0m by cutting, removing and stacking the damaged portion from the existing line without causing any damages to the remaining portion and specials and conveying and replacing with GI Pipes of suitable size and jointing by three run welding to make a water tight joint, painting the welded portion, testing the line to the required pressure, rectifying any defects noticed, without causing any damages to any other utilities, including the charges hire and conveyance of tools, plant and materials to the leak site, bailing out water, lighting, watching, ribbon fencing, caution boards, traffic diversion, necessary scaffolding including the cost of specials but excluding cost of pipe and as per the direction of departmental officers etc. complete. (PRICE Code: 100.50.3.5) | 1698.65 | Leak | PRICE Data | Others | Others
Rectification of leakages of 150 mm GI Pipes in exposed portions by replacing lengths up to 1.0m by cutting, removing and stacking the damaged portion from the existing line without causing any damages to the remaining portion and specials and conveying and replacing with GI Pipes of suitable size and jointing by three run welding to make a water tight joint, painting the welded portion, testing the line to the required pressure, rectifying any defects noticed, without causing any damages to any other utilities, including the charges hire and conveyance of tools, plant and materials to the leak site, bailing out water, lighting, watching, ribbon fencing, caution boards, traffic diversion, necessary scaffolding including the cost of specials but excluding cost of pipe and as per the direction of departmental officers etc. complete. (PRICE Code: 100.50.3.6) | 2111.15 | Leak | PRICE Data | Others | Others
Disconnecting water connection from service mains along earthern road without causing any damage to the existing line including charges of earth work excavation in all kinds of soil for exposing connection point including tar cutting / conrete cutting if any, making the disconnection point water tight charging and testing to the required pressure, rectifying any defects noticed and refilling the trenches using excavated earth in layers not exceeding 20cm depth including consolidating each layers by ramming, watering, removing the surplus soil from the work site, without causing any damages to any other existing utilities, including the charges of hire for tools and plant, conveyance of tools and materials to the leak site, bailing out water, lighting, watching, ribbon fencing, caution boards, traffic diversion but excluding cost of materials and as per the direction of departmental officers etc. complete. (PRICE Code: 100.51.1) | 853.55 | Disconnection | PRICE Data | Others | Others
Disconnecting water connection from service mains along Concrete road without causing any damage to the existing line including charges of earth work excavation in all kinds of soil for exposing connection point including tar cutting / conrete cutting, making the disconnection point water tight charging and testing to the required pressure, rectifying any defects noticed and refilling the trenches using excavated earth in layers not exceeding 20cm depth including consolidating each layers by ramming, watering, removing the surplus soil from the work site, without causing any damages to any other existing utilities, including the charges of hire for tools and plant, conveyance of tools and materials to the leak site, bailing out water, lighting, watching, ribbon fencing, caution boards, traffic diversion but excluding cost of materials and as per the direction of departmental officers etc. complete. (PRICE Code: 100.51.2) | 875.85 | Disconnection | PRICE Data | Others | Others
Disconnecting water connection from service mains along Asphalt road without causing any damage to the existing line including charges of earth work excavation in all kinds of soil for exposing connection point including tar cutting / conrete cutting, making the disconnection point water tight charging and testing to the required pressure, rectifying any defects noticed and refilling the trenches using excavated earth in layers not exceeding 20cm depth including consolidating each layers by ramming, watering, removing the surplus soil from the work site, without causing any damages to any other existing utilities, including the charges of hire for tools and plant, conveyance of tools and materials to the leak site, bailing out water, lighting, watching, ribbon fencing, caution boards, traffic diversion but excluding cost of materials and as per the direction of departmental officers etc. complete. (PRICE Code: 100.51.3) | 869.85 | Disconnection | PRICE Data | Others | Others
Sub Data for providing Earth filled cement bags including cutting of the Earth, filling, conveying and placing in position. (PRICE Code: 100.52.S.1) | 2773.2 | cum | PRICE Data | Others | Others
Sub Data for Filling with contractor's own earth (excluding rock) in the core portion of the earthen bund by consolidating each deposited layer by ramming and watering, as per direction of the departmental officers. (PRICE Code: 100.52.S.2) | 387.8 | cum | PRICE Data | Others | Others
Sub Data for Supplying, conveying and covering using best quality polythene sheet on bund to protect bund from seasonal changes. (PRICE Code: 100.52.S.3) | 18.6 | sqm | PRICE Data | Others | Others
Sub Data for Conveying and providing bamboo poles for reinforcing the temporary bund including the cost materials and labour charges etc. complete. (PRICE Code: 100.52.S.4) | 275.7 | cum | PRICE Data | Others | Others
Sub Data for Dismantling the sand / earth filled cement bag from the foundation site of bund, appron on both sides, counter wall and removing the sand/earth from the bag and dispossing the damaged cement bags properly as per the direction of the department officers including all cost of labour charges etc complete. (PRICE Code: 100.52.S.5) | 324.05 | cum | PRICE Data | Others | Others
Washing OHSR/GLSR using brooms, brushes and bleaching powder by engaging coolies, scrubbing twice, washing and cleaning using fresh water, including side wall, floor slab and columns, disposing the the slurry / waste materilas away from the immediate premises and within the initial lead of 50m from the periphery of the tank, without causing any damage to the exististing strucutre and installations, charges including the operation of valves, conveyance and hire charges of tools and as per the direction of the department officers etc. complete. (PRICE Code: 100.53.1) | 33.5 | sqm | PRICE Data | Others | Others
Washing Clariflocculator using brooms, brushes and bleaching powder by engaging coolies, scrubbing twice, washing and cleaning using fresh water, including side wall, floor slab and columns, disposing the the slurry / waste materilas away from the immediate premises and within the initial lead of 50m from the periphery of the clariflocculator, without causing any damage to the exististing strucutre and installations, charges including the operation of valves, conveyance and hire charges of tools and as per the direction of the department officers etc. complete. (PRICE Code: 100.53.2) | 47.25 | sqm | PRICE Data | Others | Others
Desilting open wells of dia above 3.5m and up to 6.0m and depth up to 4.5m by earth work excavation in or under water, after closing the inlet valves and plugging any holes in the steining by engaging divers with breathing accessories, bailing out water using pumset of suitable capacity, lifting the excavated silt/mud/clay using ropes, pulleys and buckets and disposing the same within minimum lead of 50 m from the periphery of the well, including engaging coolies for scrapping the inner side of the well, without causing any damages to the existing structures and installations, including hire and conveyance of tools and plant and as per the directions of the department officers etc. complete. (PRICE Code: 100.54.3.1) | 862.25 | cum | PRICE Data | Others | Others
Desilting open wells of dia above 3.5m and up to 6.0m and depth up to 6.0m by earth work excavation in or under water, after closing the inlet valves and plugging any holes in the steining by engaging divers with breathing accessories, bailing out water using pumset of suitable capacity, lifting the excavated silt/mud/clay using ropes, pulleys and buckets and disposing the same within minimum lead of 50 m from the periphery of the well, including engaging coolies for scrapping the inner side of the well, without causing any damages to the existing structures and installations, including hire and conveyance of tools and plant and as per the directions of the department officers etc. complete. (PRICE Code: 100.54.3.2) | 980.35 | cum | PRICE Data | Others | Others
Desilting open wells of dia above 3.5m and up to 6.0m and depth up to 7.5m by earth work excavation in or under water, after closing the inlet valves and plugging any holes in the steining by engaging divers with breathing accessories, bailing out water using pumset of suitable capacity, lifting the excavated silt/mud/clay using ropes, pulleys and buckets and disposing the same within minimum lead of 50 m from the periphery of the well, including engaging coolies for scrapping the inner side of the well, without causing any damages to the existing structures and installations, including hire and conveyance of tools and plant and as per the directions of the department officers etc. complete. (PRICE Code: 100.54.3.3) | 1098.4 | cum | PRICE Data | Others | Others
Desilting open wells of dia above 3.5m and up to 6.0m and depth up to 9.0m by earth work excavation in or under water, after closing the inlet valves and plugging any holes in the steining by engaging divers with breathing accessories, bailing out water using pumset of suitable capacity, lifting the excavated silt/mud/clay using ropes, pulleys and buckets and disposing the same within minimum lead of 50 m from the periphery of the well, including engaging coolies for scrapping the inner side of the well, without causing any damages to the existing structures and installations, including hire and conveyance of tools and plant and as per the directions of the department officers etc. complete. (PRICE Code: 100.54.3.4) | 1216.4 | cum | PRICE Data | Others | Others
Desilting open wells of dia above 3.5m and up to 6.0m and depth up to 10.5m by earth work excavation in or under water, after closing the inlet valves and plugging any holes in the steining by engaging divers with breathing accessories, bailing out water using pumset of suitable capacity, lifting the excavated silt/mud/clay using ropes, pulleys and buckets and disposing the same within minimum lead of 50 m from the periphery of the well, including engaging coolies for scrapping the inner side of the well, without causing any damages to the existing structures and installations, including hire and conveyance of tools and plant and as per the directions of the department officers etc. complete. (PRICE Code: 100.54.3.5) | 1334.4 | cum | PRICE Data | Others | Others
Desilting open wells of dia above 3.5m and up to 6.0m and depth up to 12.0m by earth work excavation in or under water, after closing the inlet valves and plugging any holes in the steining by engaging divers with breathing accessories, bailing out water using pumset of suitable capacity, lifting the excavated silt/mud/clay using ropes, pulleys and buckets and disposing the same within minimum lead of 50 m from the periphery of the well, including engaging coolies for scrapping the inner side of the well, without causing any damages to the existing structures and installations, including hire and conveyance of tools and plant and as per the directions of the department officers etc. complete. (PRICE Code: 100.54.3.6) | 1452.45 | cum | PRICE Data | Others | Others
Desilting open wells of dia above 3.5m and up to 6.0m and depth up to 13.5m by earth work excavation in or under water, after closing the inlet valves and plugging any holes in the steining by engaging divers with breathing accessories, bailing out water using pumset of suitable capacity, lifting the excavated silt/mud/clay using ropes, pulleys and buckets and disposing the same within minimum lead of 50 m from the periphery of the well, including engaging coolies for scrapping the inner side of the well, without causing any damages to the existing structures and installations, including hire and conveyance of tools and plant and as per the directions of the department officers etc. complete. (PRICE Code: 100.54.3.7) | 1570.55 | cum | PRICE Data | Others | Others
Desilting open wells of dia above 3.5m and up to 6.0m and depth up to 15.0m by earth work excavation in or under water, after closing the inlet valves and plugging any holes in the steining by engaging divers with breathing accessories, bailing out water using pumset of suitable capacity, lifting the excavated silt/mud/clay using ropes, pulleys and buckets and disposing the same within minimum lead of 50 m from the periphery of the well, including engaging coolies for scrapping the inner side of the well, without causing any damages to the existing structures and installations, including hire and conveyance of tools and plant and as per the directions of the department officers etc. complete. (PRICE Code: 100.54.3.8) | 1688.55 | cum | PRICE Data | Others | Others
Desilting open wells of dia above 3.5m and up to 6.0m and depth up to 16.5m by earth work excavation in or under water, after closing the inlet valves and plugging any holes in the steining by engaging divers with breathing accessories, bailing out water using pumset of suitable capacity, lifting the excavated silt/mud/clay using ropes, pulleys and buckets and disposing the same within minimum lead of 50 m from the periphery of the well, including engaging coolies for scrapping the inner side of the well, without causing any damages to the existing structures and installations, including hire and conveyance of tools and plant and as per the directions of the department officers etc. complete. (PRICE Code: 100.54.3.9) | 1806.6 | cum | PRICE Data | Others | Others
Desilting open wells of dia above 9.0m and up to 12.0m and depth up to 18.0m by earth work excavation in or under water, after closing the inlet valves and plugging any holes in the steining by engaging divers with breathing accessories, bailing out water using pumset of suitable capacity, lifting the excavated silt/mud/clay using ropes, pulleys and buckets and disposing the same within minimum lead of 50 m from the periphery of the well, including engaging coolies for scrapping the inner side of the well, without causing any damages to the existing structures and installations, including hire and conveyance of tools and plant and as per the directions of the department officers etc. complete. (PRICE Code: 100.54.3.10) | 1924.6 | cum | PRICE Data | Others | Others
Desilting open wells of dia above 3.5m and up to 6.0m and depth up to 19.5m by earth work excavation in or under water, after closing the inlet valves and plugging any holes in the steining by engaging divers with breathing accessories, bailing out water using pumset of suitable capacity, lifting the excavated silt/mud/clay using ropes, pulleys and buckets and disposing the same within minimum lead of 50 m from the periphery of the well, including engaging coolies for scrapping the inner side of the well, without causing any damages to the existing structures and installations, including hire and conveyance of tools and plant and as per the directions of the department officers etc. complete. (PRICE Code: 100.54.3.11) | 2042.65 | cum | PRICE Data | Others | Others
Desilting open wells of dia above 3.5m and up to 6.0m and depth up to 21.0m by earth work excavation in or under water, after closing the inlet valves and plugging any holes in the steining by engaging divers with breathing accessories, bailing out water using pumset of suitable capacity, lifting the excavated silt/mud/clay using ropes, pulleys and buckets and disposing the same within minimum lead of 50 m from the periphery of the well, including engaging coolies for scrapping the inner side of the well, without causing any damages to the existing structures and installations, including hire and conveyance of tools and plant and as per the directions of the department officers etc. complete. (PRICE Code: 100.54.3.12) | 2160.7 | cum | PRICE Data | Others | Others
Desilting open wells of dia above 6.5m and up to 9.0m and depth up to 4.5m by earth work excavation in or under water, after closing the inlet valves and plugging any holes in the steining by engaging divers with breathing accessories, bailing out water using pumset of suitable capacity, lifting the excavated silt/mud/clay using ropes, pulleys and buckets and disposing the same within minimum lead of 50 m from the periphery of the well, including engaging coolies for scrapping the inner side of the well, without causing any damages to the existing structures and installations, including hire and conveyance of tools and plant and as per the directions of the department officers etc. complete. (PRICE Code: 100.54.4.1) | 842.7 | cum | PRICE Data | Others | Others
Desilting open wells of dia above 6.0m and up to 9.0m and depth up to 6.0m by earth work excavation in or under water, after closing the inlet valves and plugging any holes in the steining by engaging divers with breathing accessories, bailing out water using pumset of suitable capacity, lifting the excavated silt/mud/clay using ropes, pulleys and buckets and disposing the same within minimum lead of 50 m from the periphery of the well, including engaging coolies for scrapping the inner side of the well, without causing any damages to the existing structures and installations, including hire and conveyance of tools and plant and as per the directions of the department officers etc. complete. (PRICE Code: 100.54.4.2) | 959.15 | cum | PRICE Data | Others | Others
Desilting open wells of dia above 6.0m and up to 9.0m and depth up to 7.5m by earth work excavation in or under water, after closing the inlet valves and plugging any holes in the steining by engaging divers with breathing accessories, bailing out water using pumset of suitable capacity, lifting the excavated silt/mud/clay using ropes, pulleys and buckets and disposing the same within minimum lead of 50 m from the periphery of the well, including engaging coolies for scrapping the inner side of the well, without causing any damages to the existing structures and installations, including hire and conveyance of tools and plant and as per the directions of the department officers etc. complete. (PRICE Code: 100.54.4.3) | 1075.55 | cum | PRICE Data | Others | Others
Desilting open wells of dia above 6.0m and up to 9.0m and depth up to 9.0m by earth work excavation in or under water, after closing the inlet valves and plugging any holes in the steining by engaging divers with breathing accessories, bailing out water using pumset of suitable capacity, lifting the excavated silt/mud/clay using ropes, pulleys and buckets and disposing the same within minimum lead of 50 m from the periphery of the well, including engaging coolies for scrapping the inner side of the well, without causing any damages to the existing structures and installations, including hire and conveyance of tools and plant and as per the directions of the department officers etc. complete. (PRICE Code: 100.54.4.4) | 1191.95 | cum | PRICE Data | Others | Others
Desilting open wells of dia above 6.0m and up to 9.0m and depth up to 10.5m by earth work excavation in or under water, after closing the inlet valves and plugging any holes in the steining by engaging divers with breathing accessories, bailing out water using pumset of suitable capacity, lifting the excavated silt/mud/clay using ropes, pulleys and buckets and disposing the same within minimum lead of 50 m from the periphery of the well, including engaging coolies for scrapping the inner side of the well, without causing any damages to the existing structures and installations, including hire and conveyance of tools and plant and as per the directions of the department officers etc. complete. (PRICE Code: 100.54.4.5) | 1308.35 | cum | PRICE Data | Others | Others
Desilting open wells of dia above 6.0m and up to 9.0m and depth up to 12.0m by earth work excavation in or under water, after closing the inlet valves and plugging any holes in the steining by engaging divers with breathing accessories, bailing out water using pumset of suitable capacity, lifting the excavated silt/mud/clay using ropes, pulleys and buckets and disposing the same within minimum lead of 50 m from the periphery of the well, including engaging coolies for scrapping the inner side of the well, without causing any damages to the existing structures and installations, including hire and conveyance of tools and plant and as per the directions of the department officers etc. complete. (PRICE Code: 100.54.4.6) | 1424.75 | cum | PRICE Data | Others | Others
Desilting open wells of dia above 6.0m and up to 9.0m and depth up to 13.5m by earth work excavation in or under water, after closing the inlet valves and plugging any holes in the steining by engaging divers with breathing accessories, bailing out water using pumset of suitable capacity, lifting the excavated silt/mud/clay using ropes, pulleys and buckets and disposing the same within minimum lead of 50 m from the periphery of the well, including engaging coolies for scrapping the inner side of the well, without causing any damages to the existing structures and installations, including hire and conveyance of tools and plant and as per the directions of the department officers etc. complete. (PRICE Code: 100.54.4.7) | 1541.2 | cum | PRICE Data | Others | Others
Desilting open wells of dia above 6.0m and up to 9.0m and depth up to 15.0m by earth work excavation in or under water, after closing the inlet valves and plugging any holes in the steining by engaging divers with breathing accessories, bailing out water using pumset of suitable capacity, lifting the excavated silt/mud/clay using ropes, pulleys and buckets and disposing the same within minimum lead of 50 m from the periphery of the well, including engaging coolies for scrapping the inner side of the well, without causing any damages to the existing structures and installations, including hire and conveyance of tools and plant and as per the directions of the department officers etc. complete. (PRICE Code: 100.54.4.8) | 1657.55 | cum | PRICE Data | Others | Others
Desilting open wells of dia above 6.0m and up to 9.0m and depth up to 16.5m by earth work excavation in or under water, after closing the inlet valves and plugging any holes in the steining by engaging divers with breathing accessories, bailing out water using pumset of suitable capacity, lifting the excavated silt/mud/clay using ropes, pulleys and buckets and disposing the same within minimum lead of 50 m from the periphery of the well, including engaging coolies for scrapping the inner side of the well, without causing any damages to the existing structures and installations, including hire and conveyance of tools and plant and as per the directions of the department officers etc. complete. (PRICE Code: 100.54.4.9) | 1774 | cum | PRICE Data | Others | Others
Desilting open wells of dia above 6.0m and up to 9.0m and depth up to 18.0m by earth work excavation in or under water, after closing the inlet valves and plugging any holes in the steining by engaging divers with breathing accessories, bailing out water using pumset of suitable capacity, lifting the excavated silt/mud/clay using ropes, pulleys and buckets and disposing the same within minimum lead of 50 m from the periphery of the well, including engaging coolies for scrapping the inner side of the well, without causing any damages to the existing structures and installations, including hire and conveyance of tools and plant and as per the directions of the department officers etc. complete. (PRICE Code: 100.54.4.10) | 1890.4 | cum | PRICE Data | Others | Others
Desilting open wells of dia above 6.0m and up to 9.0m and depth up to 19.5m by earth work excavation in or under water, after closing the inlet valves and plugging any holes in the steining by engaging divers with breathing accessories, bailing out water using pumset of suitable capacity, lifting the excavated silt/mud/clay using ropes, pulleys and buckets and disposing the same within minimum lead of 50 m from the periphery of the well, including engaging coolies for scrapping the inner side of the well, without causing any damages to the existing structures and installations, including hire and conveyance of tools and plant and as per the directions of the department officers etc. complete. (PRICE Code: 100.54.4.11) | 2006.8 | cum | PRICE Data | Others | Others
Desilting open wells of dia above 6.0m and up to 9.0m and depth up to 21.0m by earth work excavation in or under water, after closing the inlet valves and plugging any holes in the steining by engaging divers with breathing accessories, bailing out water using pumset of suitable capacity, lifting the excavated silt/mud/clay using ropes, pulleys and buckets and disposing the same within minimum lead of 50 m from the periphery of the well, including engaging coolies for scrapping the inner side of the well, without causing any damages to the existing structures and installations, including hire and conveyance of tools and plant and as per the directions of the department officers etc. complete. (PRICE Code: 100.54.4.12) | 2123.2 | cum | PRICE Data | Others | Others
Desilting open wells of dia above 9.0m and up to 12.0m and depth up to 4.5m by earth work excavation in or under water, after closing the inlet valves and plugging any holes in the steining by engaging divers with breathing accessories, bailing out water using pumset of suitable capacity, lifting the excavated silt/mud/clay using ropes, pulleys and buckets and disposing the same within minimum lead of 50 m from the periphery of the well, including engaging coolies for scrapping the inner side of the well, without causing any damages to the existing structures and installations, including hire and conveyance of tools and plant and as per the directions of the department officers etc. complete. (PRICE Code: 100.54.5.1) | 838.05 | Leak | PRICE Data | Others | Others
Desilting open wells of dia above 9.0m and up to 12.0m and depth up to 6.0m by earth work excavation in or under water, after closing the inlet valves and plugging any holes in the steining by engaging divers with breathing accessories, bailing out water using pumset of suitable capacity, lifting the excavated silt/mud/clay using ropes, pulleys and buckets and disposing the same within minimum lead of 50 m from the periphery of the well, including engaging coolies for scrapping the inner side of the well, without causing any damages to the existing structures and installations, including hire and conveyance of tools and plant and as per the directions of the department officers etc. complete. (PRICE Code: 100.54.5.2) | 954.05 | cum | PRICE Data | Others | Others
Desilting open wells of dia above 9.0m and up to 12.0m and depth up to 7.5m by earth work excavation in or under water, after closing the inlet valves and plugging any holes in the steining by engaging divers with breathing accessories, bailing out water using pumset of suitable capacity, lifting the excavated silt/mud/clay using ropes, pulleys and buckets and disposing the same within minimum lead of 50 m from the periphery of the well, including engaging coolies for scrapping the inner side of the well, without causing any damages to the existing structures and installations, including hire and conveyance of tools and plant and as per the directions of the department officers etc. complete. (PRICE Code: 100.54.5.3) | 1070.1 | cum | PRICE Data | Others | Others
Desilting open wells of dia above 9.0m and up to 12.0m and depth up to 9.0m by earth work excavation in or under water, after closing the inlet valves and plugging any holes in the steining by engaging divers with breathing accessories, bailing out water using pumset of suitable capacity, lifting the excavated silt/mud/clay using ropes, pulleys and buckets and disposing the same within minimum lead of 50 m from the periphery of the well, including engaging coolies for scrapping the inner side of the well, without causing any damages to the existing structures and installations, including hire and conveyance of tools and plant and as per the directions of the department officers etc. complete. (PRICE Code: 100.54.5.4) | 1186.1 | cum | PRICE Data | Others | Others
Desilting open wells of dia above 9.0m and up to 12.0m and depth up to 10.5m by earth work excavation in or under water, after closing the inlet valves and plugging any holes in the steining by engaging divers with breathing accessories, bailing out water using pumset of suitable capacity, lifting the excavated silt/mud/clay using ropes, pulleys and buckets and disposing the same within minimum lead of 50 m from the periphery of the well, including engaging coolies for scrapping the inner side of the well, without causing any damages to the existing structures and installations, including hire and conveyance of tools and plant and as per the directions of the department officers etc. complete. (PRICE Code: 100.54.5.5) | 1302.1 | cum | PRICE Data | Others | Others
Desilting open wells of dia above 9.0m and up to 12.0m and depth up to 12.0m by earth work excavation in or under water, after closing the inlet valves and plugging any holes in the steining by engaging divers with breathing accessories, bailing out water using pumset of suitable capacity, lifting the excavated silt/mud/clay using ropes, pulleys and buckets and disposing the same within minimum lead of 50 m from the periphery of the well, including engaging coolies for scrapping the inner side of the well, without causing any damages to the existing structures and installations, including hire and conveyance of tools and plant and as per the directions of the department officers etc. complete. (PRICE Code: 100.54.5.6) | 1418.15 | cum | PRICE Data | Others | Others
Desilting open wells of dia above 9.0m and up to 12.0m and depth up to 13.5m by earth work excavation in or under water, after closing the inlet valves and plugging any holes in the steining by engaging divers with breathing accessories, bailing out water using pumset of suitable capacity, lifting the excavated silt/mud/clay using ropes, pulleys and buckets and disposing the same within minimum lead of 50 m from the periphery of the well, including engaging coolies for scrapping the inner side of the well, without causing any damages to the existing structures and installations, including hire and conveyance of tools and plant and as per the directions of the department officers etc. complete. (PRICE Code: 100.54.5.7) | 1534.15 | cum | PRICE Data | Others | Others
Desilting open wells of dia above 9.0m and up to 12.0m and depth up to 15.0m by earth work excavation in or under water, after closing the inlet valves and plugging any holes in the steining by engaging divers with breathing accessories, bailing out water using pumset of suitable capacity, lifting the excavated silt/mud/clay using ropes, pulleys and buckets and disposing the same within minimum lead of 50 m from the periphery of the well, including engaging coolies for scrapping the inner side of the well, without causing any damages to the existing structures and installations, including hire and conveyance of tools and plant and as per the directions of the department officers etc. complete. (PRICE Code: 100.54.5.8) | 1650.15 | cum | PRICE Data | Others | Others
Desilting open wells of dia above 9.0m and up to 12.0m and depth up to 16.5m by earth work excavation in or under water, after closing the inlet valves and plugging any holes in the steining by engaging divers with breathing accessories, bailing out water using pumset of suitable capacity, lifting the excavated silt/mud/clay using ropes, pulleys and buckets and disposing the same within minimum lead of 50 m from the periphery of the well, including engaging coolies for scrapping the inner side of the well, without causing any damages to the existing structures and installations, including hire and conveyance of tools and plant and as per the directions of the department officers etc. complete. (PRICE Code: 100.54.5.9) | 1766.2 | cum | PRICE Data | Others | Others
Desilting open wells of dia above 9.0m and up to 12.0m and depth up to 18.0m by earth work excavation in or under water, after closing the inlet valves and plugging any holes in the steining by engaging divers with breathing accessories, bailing out water using pumset of suitable capacity, lifting the excavated silt/mud/clay using ropes, pulleys and buckets and disposing the same within minimum lead of 50 m from the periphery of the well, including engaging coolies for scrapping the inner side of the well, without causing any damages to the existing structures and installations, including hire and conveyance of tools and plant and as per the directions of the department officers etc. complete. (PRICE Code: 100.54.5.10) | 1882.2 | cum | PRICE Data | Others | Others
Desilting open wells of dia above 9.0m and up to 12.0m and depth up to 19.5m by earth work excavation in or under water, after closing the inlet valves and plugging any holes in the steining by engaging divers with breathing accessories, bailing out water using pumset of suitable capacity, lifting the excavated silt/mud/clay using ropes, pulleys and buckets and disposing the same within minimum lead of 50 m from the periphery of the well, including engaging coolies for scrapping the inner side of the well, without causing any damages to the existing structures and installations, including hire and conveyance of tools and plant and as per the directions of the department officers etc. complete. (PRICE Code: 100.54.5.11) | 1998.25 | cum | PRICE Data | Others | Others
Desilting open wells of dia above 9.0m and up to 12.0m and depth up to 21.0m by earth work excavation in or under water, after closing the inlet valves and plugging any holes in the steining by engaging divers with breathing accessories, bailing out water using pumset of suitable capacity, lifting the excavated silt/mud/clay using ropes, pulleys and buckets and disposing the same within minimum lead of 50 m from the periphery of the well, including engaging coolies for scrapping the inner side of the well, without causing any damages to the existing structures and installations, including hire and conveyance of tools and plant and as per the directions of the department officers etc. complete. (PRICE Code: 100.54.5.12) | 2114.2 | cum | PRICE Data | Others | Others
Supplying of 2 to 6 mm and 6 to 12 mm size fine pebble (pebbles shall be hard, clean, free from clay, dust and other impurities), stacking in standard heaps for measurement including cost, conveyance up to 5 km and labour charges for stacking, spreading, testing and as per the directions of the department officers etc. complete as per CPHEEO specifications. (PRICE Code: 100.55.1) | 8285.4 | cum | PRICE Data | Others | Others
Supplying of 12 to 20mm size pebble (pebbles shall be hard, clean, free from clay, dust and other impurities), stacking in standard heaps for measurement including cost, conveyance up to 5km and labour charges for stacking, spreading, testing and as per the directions of the department officers etc complete and as per CPHEEO specification. (PRICE Code: 100.55.2) | 8285.4 | cum | PRICE Data | Others | Others
Supplying of 20 to 40 mm pebble (pebbles shall be hard, clean, free from clay, dust and other impurities), stacking in standard heaps for measurement including cost, conveyance up to 5 km and labour charges for stacking, spreading, testing and as per directions of the department officers etc. complete and as per CPHEEO specification. (PRICE Code: 100.55.3) | 8285.4 | cum | PRICE Data | Others | Others
Supplying and stacking for measurement of filter sand having effective size 0.45 to 0.70 mm and uniformity coefficient 1.30 to 1.7, of specific gravity in the range of 2.55 - 2.65 and hard and clean, free from clay, dust and other impurities including cost of materials, labour charges and conveyance of materials up to 5 km and as per the directions of the department officers etc. complete and as per CPHEEO specification. (PRICE Code: 100.55.4) | 10559 | cum | PRICE Data | Others | Others
Removing filter media from the filter beds without making any damages to the existing structures and back manifolds and stacking at a safe and convenient place for segregation process and as per the directions of the department officers etc. complete. (PRICE Code: 100.55.5) | 736.15 | cum | PRICE Data | Others | Others
Cleaning, drying and seiving the removed filter media and stacking the dismantled pebbles for reuse and spreading in the filter box in layers as per specifications and as per directions of the department officers. (PRICE Code: 100.55.6) | 1902.75 | cum | PRICE Data | Others | Others
Supplying and fixing 15 / 20 mm PVC public tap after dismantling the damaged tap including all cost of materials, labour charges, hire for tools and as per the direction of the department officers etc complete. (PRICE Code: 100.56.1) | 116.4 | no | PRICE Data | Others | Others
Rectifying the leakages in boring point of public tap connection including earth work excavation in all kinds of soil for exposing the boring point including concrete / tar cutting, dismantling the damaged saddle piece,cutting and removing damaged portion of pipe line,fixing new saddle piece,laying 20/25 mm PVC 10Kg/cm2 pipe in place of damaged portion of pipe and connecting with existing pipe line,testing the line to the required test pressure, rectifying any defects noticed and refilling the trenches using excavated earth in layers not exceeding 20cm depth including consolidating each layers by ramming, watering, removing the surplus soil from the work site, without causing any damages to any other utilities, including the charges of hire and conveyance of tools, plants and materials to the leak site, bailing out water, lighting, watching, ribbon fencing, caution boards, traffic diversion, including cost of pipe and saddle piece and as per the direction of departmental officers etc. complete. (PRICE Code: 100.57.1) | 1246.9 | Leak | PRICE Data | Others | Others
Rectifying the leakages in vertical pipe of public tap connection including earth work excavation in all kinds of soil for exposing the pipeline including concrete / tar cutting,cutting and removing damaged portion of pipe, fixing new 20/25 mm GI pipe and specials in place of damaged portion of pipe and connecting with existing pipe line,testing the line to the required pressure, rectifying any defects noticed and refilling the trenches using excavated earth in layers not exceeding 20cm depth including consolidating each layers by ramming, watering, removing the surplus soil from the work site, without causing any damages to any other utilities, including the charges of hire and conveyance of tools, plants and materials to the leak site, bailing out water, lighting, watching, ribbon fencing, caution boards, traffic diversion, including cost of pipe and specials and as per the direction of departmental officers etc. complete. (PRICE Code: 100.58.1) | 585.45 | Leak | PRICE Data | Others | Others
Cutting the bituminous / concrete roads with cutting machine for a minimum depth of 200mm along the sides of proposed alignment of the pipe to be laid without causing any damage to other utilities, including the charges for hire and conveyance of tools and plant, cost of consumables and charges for lighting, watching, ribbon fencing, caution boards, traffice diversion, and as per the direction of departmental officers etc. complete, before carrying out the demolition of bituminous / concrete road by mechanical means and carrying out the excavation. (PRICE Code: 100.59.1) | 22.45 | metre | PRICE Data | Others | Others
Refilling the trenches with a wet mix of close graded granular materials (Stone aggregate - 25mm nominal size - 17.5%, Stone aggregate - 10mm nominal size - 17.5%, Crushed Stone - 2.36mm to 12.5mm - 25%, Stone chippings / screenings - 4.75mm nominal size - 20%, Stone chippings / screenings - 150 micron nominal size - 20%), mixing properly after adding sufficient quantity of water, refilling in layers not exceeding 150mm, compacting properly at Optimum Moisture Content with Surface Plate Vibrator and disposing the excavated material etc. complete, including traffic control, providing caution boards and as per direction of Engineer-in-charge for road restoration works in pipeline leak sites. (PRICE Code: 100.59.2) | 5490.55 | cum | PRICE Data | Others | Others
Restoring the road surfaces by providing and laying factory made cold bitumen-aggregate pot-hole rapair mix in twolayers of 25mm thick (total 50mm thick), by cleaning the surface with brooms etc. to remove dust/bebris/water etc, placing the premix, compacting properly with hand-rammer etc. complete, including traffic control, providing caution boards and as perdirection of Engineer-in-charge for road restoration works in pipeline leak sites. (PRICE Code: 100.59.3) | 2360.95 | sqm | PRICE Data | Others | Others
Providing 15mm (1/2 inch) house connection with 15mm (1/2 inch) water meter from existing PVC / HDPE mains up to 110 mm dia., up to a length of 5m using 20mm Indian Standard Class 6 uPVC pipe and uPVC / GM / Brass specials viz. brass ferrule, GM full way wheel valve, Elbow, MTA, FTA, couplers, PVC Service Saddle of suitable size etc. and connecting with the mains, testing the joints etc. complete including trenching and refilling in all kinds of soil up to a depth of 1.50m for main line tracing and trench of average cross section 0.3m x 0.75m for laying connection pipe and service pipe, fixing water meter, lighting, watching, providing caution boards, traffic control etc. complete including cost of materials, hire for tools, cost of consumables and labour charges but excluding cost of water meter and meter box and excluding charges for cutting the concrete / tarred / bituminous roads etc, and as per the direction of the departmental officers. (PRICE Code: 100.60.1.1.1) | 3624.8 | no | PRICE Data | Others | Others
Providing 15mm (1/2 inch) house connection with 15mm (1/2 inch) water meter from existing PVC / HDPE mains up to 110 mm dia., up to a length of 5 m using 20mm Indian Standard Class 6 uPVC pipe and uPVC / GM / Brass specials viz. brass ferrule, GM full way wheel valve, Elbow, MTA, FTA, couplers, PVC Service Saddle of suitable size etc. and connecting with the mains, testing the joints etc. complete including trenching and refilling in all kinds of soil up to a depth of 1.50m for main line tracing and trench of average cross section 0.3m x 0.75m for laying connection pipe and service pipe, fixing water meter, lighting, watching, providing caution boards, traffic control etc. complete including cost of materials, hire for tools, cost of consumables and labour charges, including the cost of tested Class B Multijet water meter with ISI mark and weather resistant PP / PE meter box of minimum size 300mm x 200mm x 150mm, but excluding charges for cutting the concrete / tarred / bituminous roads etc, and as per the direction of the departmental officers. (PRICE Code: 100.60.1.1.2) | 4931.5 | no | PRICE Data | Others | Others
Providing 15mm (1/2 inch) house connection with 15mm (1/2 inch) water meter from existing PVC / HDPE mains up to 110 mm dia., up to a length of 5 m using 20mm Indian Standard Class 6 uPVC pipe and uPVC / GM / Brass specials viz. brass ferrule, GM full way wheel valve, Elbow, MTA, FTA, couplers, PVC Service Saddle of suitable size etc. and connecting with the mains, testing the joints etc. complete including trenching and refilling in all kinds of soil up to a depth of 1.50m for main line tracing and trench of average cross section 0.3m x 0.75m for laying connection pipe and service pipe, fixing water meter, lighting, watching, providing caution boards, traffic control etc. complete including hire for tools, cost of consumables and labour charges but excluding cost of pipes and specials, water meter and meter box and excluding charges for cutting the concrete / tarred / bituminous roads etc, and as per the direction of the departmental officers. (PRICE Code: 100.60.1.1.3) | 2438.95 | no | PRICE Data | Others | Others
Providing 20mm (3/4 inch) house connection with 20mm (3/4 inch) water meter from existing PVC / HDPE mains up to 110 mm dia., up to a length of 5m using 25mm Indian Standard Class 6 uPVC pipe and uPVC / GM / Brass specials viz. brass ferrule, GM full way wheel valve, Elbow, MTA, FTA, couplers, PVC Service Saddle of suitable size etc. and connecting with the mains, testing the joints etc. complete including trenching and refilling in all kinds of soil up to a depth of 1.50m for main line tracing and trench of average cross section 0.3m x 0.75m for laying connection pipe and service pipe, fixing water meter, lighting, watching, providing caution boards, traffic control etc. complete including cost of materials, hire for tools, cost of consumables and labour charges but excluding cost of water meter and meter box and excluding charges for cutting the concrete / tarred / bituminous roads etc, and as per the direction of the departmental officers. (PRICE Code: 100.60.1.2.1) | 4096.1 | no | PRICE Data | Others | Others
Providing 20mm (3/4 inch) house connection with 20mm (3/4 inch) water meter from existing PVC / HDPE mains up to 110 mm dia., up to a length of 5 m using 25mm Indian Standard Class 6 uPVC pipe and uPVC / GM / Brass specials viz. brass ferrule, GM full way wheel valve, Elbow, MTA, FTA, couplers, PVC Service Saddle of suitable size etc. and connecting with the mains, testing the joints etc. complete including trenching and refilling in all kinds of soil up to a depth of 1.50m for main line tracing and trench of average cross section 0.3m x 0.75m for laying connection pipe and service pipe, fixing water meter, lighting, watching, providing caution boards, traffic control etc. complete including cost of materials, hire for tools, cost of consumables and labour charges, including the cost of tested Class B Multijet water meter with ISI mark and weather resistant PP / PE meter box of minimum size 300mm x 200mm x 150mm, but excluding charges for cutting the concrete / tarred / bituminous roads etc, and as per the direction of the departmental officers. (PRICE Code: 100.60.1.2.2) | 5813.75 | no | PRICE Data | Others | Others
Providing 20mm (3/4 inch) house connection with 20mm (3/4 inch) water meter from existing PVC / HDPE mains up to 110 mm dia., up to a length of 5 m using 25mm Indian Standard Class 6 uPVC pipe and uPVC / GM / Brass specials viz. brass ferrule, GM full way wheel valve, Elbow, MTA, FTA, couplers, PVC Service Saddle of suitable size etc. and connecting with the mains, testing the joints etc. complete including trenching and refilling in all kinds of soil up to a depth of 1.50m for main line tracing and trench of average cross section 0.3m x 0.75m for laying connection pipe and service pipe, fixing water meter, lighting, watching, providing caution boards, traffic control etc. complete including hire for tools, cost of consumables and labour charges but excluding cost of pipes and specials, water meter and meter box and excluding charges for cutting the concrete / tarred / bituminous roads etc, and as per the direction of the departmental officers. (PRICE Code: 100.60.1.2.3) | 2485.4 | no | PRICE Data | Others | Others
Providing 20mm (3/4 inch) house connection with 15mm (1/2 inch) water meter from existing PVC / HDPE mains up to 110 mm dia., up to a length of 5 m using 25mm Indian Standard Class 6 uPVC pipe and uPVC / GM / Brass specials viz. brass ferrule, GM full way wheel valve, Elbow, MTA, FTA, couplers, PVC Service Saddle of suitable size etc. and connecting with the mains, testing the joints etc. complete including trenching and refilling in all kinds of soil up to a depth of 1.50m for main line tracing and trench of average cross section 0.3m x 0.75m for laying connection pipe and service pipe, fixing water meter, lighting, watching, providing caution boards, traffic control etc. complete including cost of materials, hire for tools, cost of consumables and labour charges but excluding cost of water meter and meter box and excluding charges for cutting the concrete / tarred / bituminous roads etc, and as per the direction of the departmental officers. (PRICE Code: 100.60.1.3.1) | 4096.1 | no | PRICE Data | Others | Others
Providing 20mm (3/4 inch) house connection with 15mm (1/2 inch) water meter from existing PVC / HDPE mains up to 110 mm dia., up to a length of 5 m using 25mm Indian Standard Class 6 uPVC pipe and uPVC / GM / Brass specials viz. brass ferrule, GM full way wheel valve, Elbow, MTA, FTA, couplers, PVC Service Saddle of suitable size etc. and connecting with the mains, testing the joints etc. complete including trenching and refilling in all kinds of soil up to a depth of 1.50m for main line tracing and trench of average cross section 0.3m x 0.75m for laying connection pipe and service pipe, fixing water meter, lighting, watching, providing caution boards, traffic control etc. complete including cost of materials, hire for tools, cost of consumables and labour charges, including the cost of tested Class B Multijet water meter with ISI mark and weather resistant PP / PE meter box of minimum size 300mm x 200mm x 150mm, but excluding charges for cutting the concrete / tarred / bituminous roads etc, and as per the direction of the departmental officers. (PRICE Code: 100.60.1.3.2) | 5402.8 | no | PRICE Data | Others | Others
Providing 20mm (3/4 inch) house connection with 15mm (1/2 inch) water meter from existing PVC / HDPE mains up to 110 mm dia., up to a length of 5 m using 25mm Indian Standard Class 6 uPVC pipe and uPVC / GM / Brass specials viz. brass ferrule, GM full way wheel valve, Elbow, MTA, FTA, couplers, PVC Service Saddle of suitable size etc. and connecting with the mains, testing the joints etc. complete including trenching and refilling in all kinds of soil up to a depth of 1.50m for main line tracing and trench of average cross section 0.3m x 0.75m for laying connection pipe and service pipe, fixing water meter, lighting, watching, providing caution boards, traffic control etc. complete including hire for tools, cost of consumables and labour charges but excluding cost of pipes and specials, water meter and meter box and excluding charges for cutting the concrete / tarred / bituminous roads etc, and as per the direction of the departmental officers. (PRICE Code: 100.60.1.3.3) | 2485.4 | no | PRICE Data | Others | Others
Providing 15mm (1/2 inch) house connection with 15mm (1/2 inch) water meter from existing AC / GI mains up to 125 mm dia., up to a length of 5 m using 20mm Indian Standard Class 6 uPVC pipe and uPVC / GM / Brass specials viz. brass ferrule, GM full way wheel valve, Elbow, MTA, FTA, couplers, GI / MS / SS Service Saddle of suitable size etc. and connecting with the mains, testing the joints etc. complete including trenching and refilling in all kinds of soil up to a depth of 1.50m for main line tracing and trench of average cross section 0.3m x 0.75m for laying connection pipe and service pipe, fixing water meter, lighting, watching, providing caution boards, traffic control etc. complete including cost of materials, hire for tools, cost of consumables and labour charges but excluding cost of water meter and meter box and excluding charges for cutting the concrete / tarred / bituminous roads etc, and as per the direction of the departmental officers. (PRICE Code: 100.60.1.4.1) | 3737.75 | no | PRICE Data | Others | Others
Providing 15mm (1/2 inch) house connection with 15mm (1/2 inch) water meter from existing AC / GI mains up to 125 mm dia., up to a length of 5 m using 20mm Indian Standard Class 6 uPVC pipe and uPVC / GM / Brass specials viz. brass ferrule, GM full way wheel valve, Elbow, MTA, FTA, couplers, GI / MS / SS Service Saddle of suitable size etc. and connecting with the mains, testing the joints etc. complete including trenching and refilling in all kinds of soil up to a depth of 1.50m for main line tracing and trench of average cross section 0.3m x 0.75m for laying connection pipe and service pipe, fixing water meter, lighting, watching, providing caution boards, traffic control etc. complete including cost of materials, hire for tools, cost of consumables and labour charges, including the cost of tested Class B Multijet water meter with ISI mark and weather resistant PP / PE meter box of minimum size 300mm x 200mm x 150mm, but excluding charges for cutting the concrete / tarred / bituminous roads etc, and as per the direction of the departmental officers. (PRICE Code: 100.60.1.4.2) | 5044.4 | no | PRICE Data | Others | Others
Providing 15mm (1/2 inch) house connection with 15mm (1/2 inch) water meter from existing AC / GI mains up to 125 mm dia., up to a length of 5 m using 20mm Indian Standard Class 6 uPVC pipe and uPVC / GM / Brass specials viz. brass ferrule, GM full way wheel valve, Elbow, MTA, FTA, couplers, GI / MS / SS Service Saddle of suitable size etc. and connecting with the mains, testing the joints etc. complete including trenching and refilling in all kinds of soil up to a depth of 1.50m for main line tracing and trench of average cross section 0.3m x 0.75m for laying connection pipe and service pipe, fixing water meter, lighting, watching, providing caution boards, traffic control etc. complete including hire for tools, cost of consumables and labour charges but excluding cost of pipes and specials, water meter and meter box and excluding charges for cutting the concrete / tarred / bituminous roads etc, and as per the direction of the departmental officers. (PRICE Code: 100.60.1.4.3) | 2438.95 | no | PRICE Data | Others | Others
Providing 20mm (3/4 inch) house connection with 20mm (3/4 inch) water meter from existing AC / GI mains up to 125 mm dia., up to a length of 5 m using 25mm Indian Standard Class 6 uPVC pipe and uPVC / GM / Brass specials viz. brass ferrule, GM full way wheel valve, Elbow, MTA, FTA, couplers, GI / MS / SS Service Saddle of suitable size etc. and connecting with the mains, testing the joints etc. complete including trenching and refilling in all kinds of soil up to a depth of 1.50m for main line tracing and trench of average cross section 0.3m x 0.75m for laying connection pipe and service pipe, fixing water meter, lighting, watching, providing caution boards, traffic control etc. complete including cost of materials, hire for tools, cost of consumables and labour charges but excluding cost of water meter and meter box and excluding charges for cutting the concrete / tarred / bituminous roads etc, and as per the direction of the departmental officers. (PRICE Code: 100.60.1.5.1) | 4209.05 | no | PRICE Data | Others | Others
Providing 20mm (3/4 inch) house connection with 20mm (3/4 inch) water meter from existing AC / GI mains up to 125 mm dia., up to a length of 5 m using 25mm Indian Standard Class 6 uPVC pipe and uPVC / GM / Brass specials viz. brass ferrule, GM full way wheel valve, Elbow, MTA, FTA, couplers, GI / MS / SS Service Saddle of suitable size etc. and connecting with the mains, testing the joints etc. complete including trenching and refilling in all kinds of soil up to a depth of 1.50m for main line tracing and trench of average cross section 0.3m x 0.75m for laying connection pipe and service pipe, fixing water meter, lighting, watching, providing caution boards, traffic control etc. complete including cost of materials, hire for tools, cost of consumables and labour charges, including the cost of tested Class B Multijet water meter with ISI mark and weather resistant PP / PE meter box of minimum size 300mm x 200mm x 150mm, but excluding charges for cutting the concrete / tarred / bituminous roads etc, and as per the direction of the departmental officers. (PRICE Code: 100.60.1.5.2) | 5926.7 | no | PRICE Data | Others | Others
Providing 20mm (3/4 inch) house connection with 20mm (3/4 inch) water meter from existing AC / GI mains up to 125 mm dia., up to a length of 5m using 25mm Indian Standard Class 6 uPVC pipe and uPVC / GM / Brass specials viz. brass ferrule, GM full way wheel valve, Elbow, MTA, FTA, couplers, GI / MS / SS Service Saddle of suitable size etc. and connecting with the mains, testing the joints etc. complete including trenching and refilling in all kinds of soil up to a depth of 1.50m for main line tracing and trench of average cross section 0.3m x 0.75m for laying connection pipe and service pipe, fixing water meter, lighting, watching, providing caution boards, traffic control etc. complete including hire for tools, cost of consumables and labour charges but excluding cost of pipes and specials, water meter and meter box and excluding charges for cutting the concrete / tarred / bituminous roads etc, and as per the direction of the departmental officers. (PRICE Code: 100.60.1.5.3) | 2485.4 | no | PRICE Data | Others | Others
Providing 20mm (3/4 inch) house connection with 15mm (1/2 inch) water meter from existing AC / GI mains up to 125 mm dia., up to a length of 5 m using 25mm Indian Standard Class 6 uPVC pipe and uPVC / GM / Brass specials viz. brass ferrule, GM full way wheel valve, Elbow, MTA, FTA, couplers, GI / MS / SS Service Saddle of suitable size etc. and connecting with the mains, testing the joints etc. complete including trenching and refilling in all kinds of soil up to a depth of 1.50m for main line tracing and trench of average cross section 0.3m x 0.75m for laying connection pipe and service pipe, fixing water meter, lighting, watching, providing caution boards, traffic control etc. complete including cost of materials, hire for tools, cost of consumables and labour charges but excluding cost of water meter and meter box and excluding charges for cutting the concrete / tarred / bituminous roads etc, and as per the direction of the departmental officers. (PRICE Code: 100.60.1.6.1) | 4209.05 | no | PRICE Data | Others | Others
Providing 20mm (3/4 inch) house connection with 15mm (1/2 inch) water meter from existing AC / GI mains up to 125 mm dia., up to a length of 5 m using 25mm Indian Standard Class 6 uPVC pipe and uPVC / GM / Brass specials viz. brass ferrule, GM full way wheel valve, Elbow, MTA, FTA, couplers, GI / MS / SS Service Saddle of suitable size etc. and connecting with the mains, testing the joints etc. complete including trenching and refilling in all kinds of soil up to a depth of 1.50m for main line tracing and trench of average cross section 0.3m x 0.75m for laying connection pipe and service pipe, fixing water meter, lighting, watching, providing caution boards, traffic control etc. complete including cost of materials, hire for tools, cost of consumables and labour charges, including the cost of tested Class B Multijet water meter and weather with ISI mark resistant PP / PE meter box of minimum size 300mm x 200mm x 150mm, but excluding charges for cutting the concrete / tarred / bituminous roads etc, and as per the direction of the departmental officers. (PRICE Code: 100.60.1.6.2) | 5515.75 | no | PRICE Data | Others | Others
Providing 20mm (3/4 inch) house connection with 15mm (1/2 inch) water meter from existing AC / GI mains up to 125 mm dia., up to a length of 5 m using 25mm Indian Standard Class 6 uPVC pipe and uPVC / GM / Brass specials viz. brass ferrule, GM full way wheel valve, Elbow, MTA, FTA, couplers, GI / MS / SS Service Saddle of suitable size etc. and connecting with the mains, testing the joints etc. complete including trenching and refilling in all kinds of soil up to a depth of 1.50m for main line tracing and trench of average cross section 0.3m x 0.75m for laying connection pipe and service pipe, fixing water meter, lighting, watching, providing caution boards, traffic control etc. complete including hire for tools, cost of consumables and labour charges but excluding cost of pipes and specials, water meter and meter box and excluding charges for cutting the concrete / tarred / bituminous roads etc, and as per the direction of the departmental officers. (PRICE Code: 100.60.1.6.3) | 2485.4 | no | PRICE Data | Others | Others
Providing 15mm (1/2 inch) house connection with 15mm (1/2 inch) water meter from existing CI mains up to 125 mm dia., up to a length of 5 m using 20mm Indian Standard Class 6 uPVC pipe and uPVC / GM / Brass specials viz. brass ferrule, GM full way wheel valve, Elbow, MTA, FTA, couplers etc. and connecting with the mains, testing the joints etc. complete including trenching and refilling in all kinds of soil up to a depth of 1.50m for main line tracing and trench of average cross section 0.3m x 0.75m for laying connection pipe and service pipe, fixing water meter, lighting, watching, providing caution boards, traffic control etc. complete including cost of materials, hire for tools, cost of consumables and labour charges but excluding cost of water meter and meter box and excluding charges for cutting the concrete / tarred / bituminous roads etc, and as per the direction of the departmental officers. (PRICE Code: 100.60.1.7.1) | 4428.4 | no | PRICE Data | Others | Others
Providing 15mm (1/2 inch) house connection with 15mm (1/2 inch) water meter from existing CI mains up to 125 mm dia., up to a length of 5 m using 20mm Indian Standard Class 6 uPVC pipe and uPVC / GM / Brass specials viz. brass ferrule, GM full way wheel valve, Elbow, MTA, FTA, couplers etc. and connecting with the mains, testing the joints etc. complete including trenching and refilling in all kinds of soil up to a depth of 1.50m for main line tracing and trench of average cross section 0.3m x 0.75m for laying connection pipe and service pipe, fixing water meter, lighting, watching, providing caution boards, traffic control etc. complete including cost of materials, hire for tools, cost of consumables and labour charges, including the cost of tested Class B Multijet water meter with ISI mark and weather resistant PP / PE meter box of minimum size 300mm x 200mm x 150mm, but excluding charges for cutting the concrete / tarred / bituminous roads etc, and as per the direction of the departmental officers. (PRICE Code: 100.60.1.7.2) | 5735.05 | no | PRICE Data | Others | Others
Providing 15mm (1/2 inch) house connection with 15mm (1/2 inch) water meter from existing CI mains up to 125 mm dia., up to a length of 5 m using 20mm Indian Standard Class 6 uPVC pipe and uPVC / GM / Brass specials viz. brass ferrule, GM full way wheel valve, Elbow, MTA, FTA, couplers etc. and connecting with the mains, testing the joints etc. complete including trenching and refilling in all kinds of soil up to a depth of 1.50m for main line tracing and trench of average cross section 0.3m x 0.75m for laying connection pipe and service pipe, fixing water meter, lighting, watching, providing caution boards, traffic control etc. complete including hire for tools, cost of consumables and labour charges but excluding cost of pipes and specials, water meter and meter box and excluding charges for cutting the concrete / tarred / bituminous roads etc, and as per the direction of the departmental officers. (PRICE Code: 100.60.1.7.3) | 3354.2 | no | PRICE Data | Others | Others
Providing 20mm (3/4 inch) house connection with 20mm (3/4 inch) water meter from existing CI mains up to 125 mm dia., up to a length of 5 m using 25mm Indian Standard Classs 6 uPVC pipe and uPVC / GM / Brass specials viz. brass ferrule, GM full way wheel valve, Elbow, MTA, FTA, couplers etc. and connecting with the mains, testing the joints etc. complete including trenching and refilling in all kinds of soil up to a depth of 1.50m for main line tracing and trench of average cross section 0.3m x 0.75m for laying connection pipe and service pipe, fixing water meter, lighting, watching, providing caution boards, traffic control etc. complete including cost of materials, hire for tools, cost of consumables and labour charges but excluding cost of water meter and meter box and excluding charges for cutting the concrete / tarred / bituminous roads etc, and as per the direction of the departmental officers. (PRICE Code: 100.60.1.8.1) | 4899.7 | no | PRICE Data | Others | Others
Providing 20mm (3/4 inch) house connection with 20mm (3/4 inch) water meter from existing CI mains up to 125 mm dia., up to a length of 5 m using 25mm Indian Standard Class 6 uPVC pipe and uPVC / GM / Brass specials viz. brass ferrule, GM full way wheel valve, Elbow, MTA, FTA, couplers etc. and connecting with the mains, testing the joints etc. complete including trenching and refilling in all kinds of soil up to a depth of 1.50m for main line tracing and trench of average cross section 0.3m x 0.75m for laying connection pipe and service pipe, fixing water meter, lighting, watching, providing caution boards, traffic control etc. complete including cost of materials, hire for tools, cost of consumables and labour charges, including the cost of tested Class B Multijet water meter with ISI mark and weather resistant PP / PE meter box of minimum size 300mm x 200mm x 150mm, but excluding charges for cutting the concrete / tarred / bituminous roads etc, and as per the direction of the departmental officers. (PRICE Code: 100.60.1.8.2) | 6617.3 | each | PRICE Data | Others | Others
Providing 20mm (3/4 inch) house connection with 20mm (3/4 inch) water meter from existing CI mains up to 125 mm dia., up to a length of 5 m using 25mm Indian Standard Class 6 uPVC pipe and uPVC / GM / Brass specials viz. brass ferrule, GM full way wheel valve, Elbow, MTA, FTA, couplers etc. and connecting with the mains, testing the joints etc. complete including trenching and refilling in all kinds of soil up to a depth of 1.50m for main line tracing and trench of average cross section 0.3m x 0.75m for laying connection pipe and service pipe, fixing water meter, lighting, watching, providing caution boards, traffic control etc. complete including hire for tools, cost of consumables and labour charges but excluding cost of pipes and specials, water meter and meter box and excluding charges for cutting the concrete / tarred / bituminous roads etc, and as per the direction of the departmental officers. (PRICE Code: 100.60.1.8.3) | 3400.65 | no | PRICE Data | Others | Others
Providing 20mm (3/4 inch) house connection with 15mm (1/2 inch) water meter from existing CI mains up to 125 mm dia., up to a length of 5 m using 25mm Indian Standard Class 6 uPVC pipe and uPVC / GM / Brass specials viz. brass ferrule, GM full way wheel valve, Elbow, MTA, FTA, couplers etc. and connecting with the mains, testing the joints etc. complete including trenching and refilling in all kinds of soil up to a depth of 1.50m for main line tracing and trench of average cross section 0.3m x 0.75m for laying connection pipe and service pipe, fixing water meter, lighting, watching, providing caution boards, traffic control etc. complete including cost of materials, hire for tools, cost of consumables and labour charges but excluding cost of water meter and meter box and excluding charges for cutting the concrete / tarred / bituminous roads etc, and as per the direction of the departmental officers. (PRICE Code: 100.60.1.9.1) | 4899.7 | no | PRICE Data | Others | Others
Providing 20mm (3/4 inch) house connection with 15mm (1/2 inch) water meter from existing CI mains up to 125 mm dia., up to a length of 5 m using 25mm Indian Standard Class 6 uPVC pipe and uPVC / GM / Brass specials viz. brass ferrule, GM full way wheel valve, Elbow, MTA, FTA, couplers etc. and connecting with the mains, testing the joints etc. complete including trenching and refilling in all kinds of soil up to a depth of 1.50m for main line tracing and trench of average cross section 0.3m x 0.75m for laying connection pipe and service pipe, fixing water meter, lighting, watching, providing caution boards, traffic control etc. complete including cost of materials, hire for tools, cost of consumables and labour charges, including the cost of tested Class B Multijet water meter with ISI mark and weather resistant PP / PE meter box of minimum size 300mm x 200mm x 150mm, but excluding charges for cutting the concrete / tarred / bituminous roads etc, and as per the direction of the departmental officers. (PRICE Code: 100.60.1.9.2) | 6206.4 | no | PRICE Data | Others | Others
Providing 20mm (3/4 inch) house connection with 15mm (1/2 inch) water meter from existing CI mains up to 125 mm dia., up to a length of 5 m using 25mm Indian Standard Class 6 uPVC pipe and uPVC / GM / Brass specials viz. brass ferrule, GM full way wheel valve, Elbow, MTA, FTA, couplers etc. and connecting with the mains, testing the joints etc. complete including trenching and refilling in all kinds of soil up to a depth of 1.50m for main line tracing and trench of average cross section 0.3m x 0.75m for laying connection pipe and service pipe, fixing water meter, lighting, watching, providing caution boards, traffic control etc. complete including hire for tools, cost of consumables and labour charges but excluding cost of pipes and specials, water meter and meter box and excluding charges for cutting the concrete / tarred / bituminous roads etc, and as per the direction of the departmental officers. (PRICE Code: 100.60.1.9.3) | 3400.65 | no | PRICE Data | Others | Others
Providing 15mm (1/2 inch) house connection with 15mm (1/2 inch) water meter from existing PVC / HDPE mains from 140mm to 200mm dia., up to a length of 5 m using 20mm Indian Standard Class 6 uPVC pipe and uPVC / GM / Brass specials viz. brass ferrule, GM full way wheel valve, Elbow, MTA, FTA, couplers, PVC Service Saddle of suitable size etc. and connecting with the mains, testing the joints etc. complete including trenching and refilling in all kinds of soil up to a depth of 1.50m for main line tracing and trench of average cross section 0.3m x 0.75m for laying connection pipe and service pipe, fixing water meter, lighting, watching, providing caution boards, traffic control etc. complete including cost of materials, hire for tools, cost of consumables and labour charges but excluding cost of water meter and meter box and excluding charges for cutting the concrete / tarred / bituminous roads etc, and as per the direction of the departmental officers. (PRICE Code: 100.60.2.1.1) | 3824.8 | no | PRICE Data | Others | Others
Providing 15mm (1/2 inch) house connection with 15mm (1/2 inch) water meter from existing PVC / HDPE mains from 140mm to 200mm dia., up to a length of 5 m using 20mm Indian Standard Class 6 uPVC pipe and uPVC / GM / Brass specials viz. brass ferrule, GM full way wheel valve, Elbow, MTA, FTA, couplers, PVC Service Saddle of suitable size etc. and connecting with the mains, testing the joints etc. complete including trenching and refilling in all kinds of soil up to a depth of 1.50m for main line tracing and trench of average cross section 0.3m x 0.75m for laying connection pipe and service pipe, fixing water meter, lighting, watching, providing caution boards, traffic control etc. complete including cost of materials, hire for tools, cost of consumables and labour charges, including the cost of tested Class B Multijet water meter with ISI mark and weather resistant PP / PE meter box of minimum size 300mm x 200mm x 150mm, but excluding charges for cutting the concrete / tarred / bituminous roads etc, and as per the direction of the departmental officers. (PRICE Code: 100.60.2.1.2) | 5131.5 | no | PRICE Data | Others | Others
Providing 15mm (1/2 inch) house connection with 15mm (1/2 inch) water meter from existing PVC / HDPE mains from 140mm to 200mm dia., up to a length of 5 m using 20mm Indian Standard Class 6 uPVC pipe and uPVC / GM / Brass specials viz. brass ferrule, GM full way wheel valve, Elbow, MTA, FTA, couplers, PVC Service Saddle of suitable size etc. and connecting with the mains, testing the joints etc. complete including trenching and refilling in all kinds of soil up to a depth of 1.50m for main line tracing and trench of average cross section 0.3m x 0.75m for laying connection pipe and service pipe, fixing water meter, lighting, watching, providing caution boards, traffic control etc. complete including hire for tools, cost of consumables and labour charges but excluding cost of pipes and specials, water meter and meter box and excluding charges for cutting the concrete / tarred / bituminous roads etc, and as per the direction of the departmental officers. (PRICE Code: 100.60.2.1.3) | 2438.95 | no | PRICE Data | Others | Others
Providing 20mm (3/4 inch) house connection with 20mm (3/4 inch) water meter from existing PVC / HDPE mains from 140mm to 200mm dia., up to a length of 5 m using 25mm Indian Standard Class 6 uPVC pipe and uPVC / GM / Brass specials viz. brass ferrule, GM full way wheel valve, Elbow, MTA, FTA, couplers, PVC Service Saddle of suitable size etc. and connecting with the mains, testing the joints etc. complete including trenching and refilling in all kinds of soil up to a depth of 1.50m for main line tracing and trench of average cross section 0.3m x 0.75m for laying connection pipe and service pipe, fixing water meter, lighting, watching, providing caution boards, traffic control etc. complete including cost of materials, hire for tools, cost of consumables and labour charges but excluding cost of water meter and meter box and excluding charges for cutting the concrete / tarred / bituminous roads etc, and as per the direction of the departmental officers. (PRICE Code: 100.60.2.2.1) | 4296.15 | no | PRICE Data | Others | Others
Providing 20mm (3/4 inch) house connection with 20mm (3/4 inch) water meter from existing PVC / HDPE mains from 140mm to 200mm dia., up to a length of 5 m using 25mm Indian Standard Class 6 uPVC pipe and uPVC / GM / Brass specials viz. brass ferrule, GM full way wheel valve, Elbow, MTA, FTA, couplers, PVC Service Saddle of suitable size etc. and connecting with the mains, testing the joints etc. complete including trenching and refilling in all kinds of soil up to a depth of 1.50m for main line tracing and trench of average cross section 0.3m x 0.75m for laying connection pipe and service pipe, fixing water meter, lighting, watching, providing caution boards, traffic control etc. complete including cost of materials, hire for tools, cost of consumables and labour charges, including the cost of tested Class B Multijet water meter with ISI mark and weather resistant PP / PE meter box of minimum size 300mm x 200mm x 150mm, but excluding charges for cutting the concrete / tarred / bituminous roads etc, and as per the direction of the departmental officers. (PRICE Code: 100.60.2.2.2) | 6013.75 | no | PRICE Data | Others | Others
Providing 20mm (3/4 inch) house connection with 20mm (3/4 inch) water meter from existing PVC / HDPE mains from 140mm to 200mm dia., up to a length of 5 m using 25mm Indian Standard Class 6 uPVC pipe and uPVC / GM / Brass specials viz. brass ferrule, GM full way wheel valve, Elbow, MTA, FTA, couplers, PVC Service Saddle of suitable size etc. and connecting with the mains, testing the joints etc. complete including trenching and refilling in all kinds of soil up to a depth of 1.50m for main line tracing and trench of average cross section 0.3m x 0.75m for laying connection pipe and service pipe, fixing water meter, lighting, watching, providing caution boards, traffic control etc. complete including hire for tools, cost of consumables and labour charges but excluding cost of pipes and specials, water meter and meter box and excluding charges for cutting the concrete / tarred / bituminous roads etc, and as per the direction of the departmental officers. (PRICE Code: 100.60.2.2.3) | 2485.4 | no | PRICE Data | Others | Others
Providing 20mm (3/4 inch) house connection with 15mm (1/2 inch) water meter from existing PVC / HDPE mains from 140mm to 200mm dia., up to a length of 5 m using 25mm Indian Standard Class 6 uPVC pipe and uPVC / GM / Brass specials viz. brass ferrule, GM full way wheel valve, Elbow, MTA, FTA, couplers, PVC Service Saddle of suitable size etc. and connecting with the mains, testing the joints etc. complete including trenching and refilling in all kinds of soil up to a depth of 1.50m for main line tracing and trench of average cross section 0.3m x 0.75m for laying connection pipe and service pipe, fixing water meter, lighting, watching, providing caution boards, traffic control etc. complete including cost of materials, hire for tools, cost of consumables and labour charges but excluding cost of water meter and meter box and excluding charges for cutting the concrete / tarred / bituminous roads etc, and as per the direction of the departmental officers. (PRICE Code: 100.60.2.3.1) | 4296.15 | no | PRICE Data | Others | Others
Providing 20mm (3/4 inch) house connection with 15mm (1/2 inch) water meter from existing PVC / HDPE mains from 140mm to 200mm dia., up to a length of 5 m using 25mm Indian Standard Class 6 uPVC pipe and uPVC / GM / Brass specials viz. brass ferrule, GM full way wheel valve, Elbow, MTA, FTA, couplers, PVC Service Saddle of suitable size etc. and connecting with the mains, testing the joints etc. complete including trenching and refilling in all kinds of soil up to a depth of 1.50m for main line tracing and trench of average cross section 0.3m x 0.75m for laying connection pipe and service pipe, fixing water meter, lighting, watching, providing caution boards, traffic control etc. complete including cost of materials, hire for tools, cost of consumables and labour charges, including the cost of tested Class B Multijet water meter with ISI mark and weather resistant PP / PE meter box of minimum size 300mm x 200mm x 150mm, but excluding charges for cutting the concrete / tarred / bituminous roads etc, and as per the direction of the departmental officers. (PRICE Code: 100.60.2.3.2) | 5602.8 | no | PRICE Data | Others | Others
Providing 20mm (3/4 inch) house connection with 15mm (1/2 inch) water meter from existing PVC / HDPE mains from 140mm to 200mm dia., up to a length of 5 m using 25mm Indian Standard Class 6 uPVC pipe and uPVC / GM / Brass specials viz. brass ferrule, GM full way wheel valve, Elbow, MTA, FTA, couplers, PVC Service Saddle of suitable size etc. and connecting with the mains, testing the joints etc. complete including trenching and refilling in all kinds of soil up to a depth of 1.50m for main line tracing and trench of average cross section 0.3m x 0.75m for laying connection pipe and service pipe, fixing water meter, lighting, watching, providing caution boards, traffic control etc. complete including hire for tools, cost of consumables and labour charges but excluding cost of pipes and specials, water meter and meter box and excluding charges for cutting the concrete / tarred / bituminous roads etc, and as per the direction of the departmental officers. (PRICE Code: 100.60.2.3.3) | 2485.4 | no | PRICE Data | Others | Others
Providing 15mm (1/2 inch) house connection with 15mm (1/2 inch) water meter from existing AC / GI mains from 150mm to 200mm dia., up to a length of 5 m using 20mm Indian Standard Class 6 uPVC pipe and uPVC / GM / Brass specials viz. brass ferrule, GM full way wheel valve, Elbow, MTA, FTA, couplers, GI / MS / SS Service Saddle of suitable size etc. and connecting with the mains, testing the joints etc. complete including trenching and refilling in all kinds of soil up to a depth of 1.50m for main line tracing and trench of average cross section 0.3m x 0.75m for laying connection pipe and service pipe, fixing water meter, lighting, watching, providing caution boards, traffic control etc. complete including cost of materials, hire for tools, cost of consumables and labour charges but excluding cost of water meter and meter box and excluding charges for cutting the concrete / tarred / bituminous roads etc, and as per the direction of the departmental officers. (PRICE Code: 100.60.2.4.1) | 3824.8 | no | PRICE Data | Others | Others
Providing 15mm (1/2 inch) house connection with 15mm (1/2 inch) water meter from existing AC / GI mains from 150mm to 200mm dia., up to a length of 5 m using 20mm Indian Standard Class 6 uPVC pipe and uPVC / GM / Brass specials viz. brass ferrule, GM full way wheel valve, Elbow, MTA, FTA, couplers, GI / MS / SS Service Saddle of suitable size etc. and connecting with the mains, testing the joints etc. complete including trenching and refilling in all kinds of soil up to a depth of 1.50m for main line tracing and trench of average cross section 0.3m x 0.75m for laying connection pipe and service pipe, fixing water meter, lighting, watching, providing caution boards, traffic control etc. complete including cost of materials, hire for tools, cost of consumables and labour charges, including the cost of tested Class B Multijet water meter with ISI mark and weather resistant PP / PE meter box of minimum size 300mm x 200mm x 150mm, but excluding charges for cutting the concrete / tarred / bituminous roads etc, and as per the direction of the departmental officers. (PRICE Code: 100.60.2.4.2) | 5131.5 | no | PRICE Data | Others | Others
Providing 15mm (1/2 inch) house connection with 15mm (1/2 inch) water meter from existing AC / GI mains from 150mm to 200mm dia., up to a length of 5 m using 20mm Indian Standard Class 6 uPVC pipe and uPVC / GM / Brass specials viz. brass ferrule, GM full way wheel valve, Elbow, MTA, FTA, couplers, GI / MS / SS Service Saddle of suitable size etc. and connecting with the mains, testing the joints etc. complete including trenching and refilling in all kinds of soil up to a depth of 1.50m for main line tracing and trench of average cross section 0.3m x 0.75m for laying connection pipe and service pipe, fixing water meter, lighting, watching, providing caution boards, traffic control etc. complete including hire for tools, cost of consumables and labour charges but excluding cost of pipes and specials, water meter and meter box and excluding charges for cutting the concrete / tarred / bituminous roads etc, and as per the direction of the departmental officers. (PRICE Code: 100.60.2.4.3) | 2438.95 | no | PRICE Data | Others | Others
Providing 20mm (3/4 inch) house connection with 20mm (3/4 inch) water meter from existing AC / GI mains from 150mm to 200mm dia., up to a length of 5 m using 25mm Indian Standard Class 6 uPVC pipe and uPVC / GM / Brass specials viz. brass ferrule, GM full way wheel valve, Elbow, MTA, FTA, couplers, GI / MS / SS Service Saddle of suitable size etc. and connecting with the mains, testing the joints etc. complete including trenching and refilling in all kinds of soil up to a depth of 1.50m for main line tracing and trench of average cross section 0.3m x 0.75m for laying connection pipe and service pipe, fixing water meter, lighting, watching, providing caution boards, traffic control etc. complete including cost of materials, hire for tools, cost of consumables and labour charges but excluding cost of water meter and meter box and excluding charges for cutting the concrete / tarred / bituminous roads etc, and as per the direction of the departmental officers. (PRICE Code: 100.60.2.5.1) | 4296.15 | no | PRICE Data | Others | Others
Providing 20mm (3/4 inch) house connection with 20mm (3/4 inch) water meter from existing AC / GI mains from 150mm to 200mm dia., up to a length of 5 m using 25mm Indian Standard Class 12.5 uPVC pipe and uPVC / GM / Brass specials viz. brass ferrule, GM full way wheel valve, Elbow, MTA, FTA, couplers, GI / MS / SS Service Saddle of suitable size etc. and connecting with the mains, testing the joints etc. complete including trenching and refilling in all kinds of soil up to a depth of 1.50m for main line tracing and trench of average cross section 0.3m x 0.75m for laying connection pipe and service pipe, fixing water meter, lighting, watching, providing caution boards, traffic control etc. complete including cost of materials, hire for tools, cost of consumables and labour charges, including the cost of tested Class B Multijet water meter with ISI mark and weather resistant PP / PE meter box of minimum size 300mm x 200mm x 150mm, but excluding charges for cutting the concrete / tarred / bituminous roads etc, and as per the direction of the departmental officers. (PRICE Code: 100.60.2.5.2) | 6013.75 | no | PRICE Data | Others | Others
Providing 20mm (3/4 inch) house connection with 20mm (3/4 inch) water meter from existing AC / GI / mains from 150mm to 200mm dia., up to a length of 5 m using 25mm Indian Standard Class 6 uPVC pipe and uPVC / GM / Brass specials viz. brass ferrule, GM full way wheel valve, Elbow, MTA, FTA, couplers, GI / MS / SS Service Saddle of suitable size etc. and connecting with the mains, testing the joints etc. complete including trenching and refilling in all kinds of soil up to a depth of 1.50m for main line tracing and trench of average cross section 0.3m x 0.75m for laying connection pipe and service pipe, fixing water meter, lighting, watching, providing caution boards, traffic control etc. complete including hire for tools, cost of consumables and labour charges but excluding cost of pipes and specials, water meter and meter box and excluding charges for cutting the concrete / tarred / bituminous roads etc, and as per the direction of the departmental officers. (PRICE Code: 100.60.2.5.3) | 2485.4 | no | PRICE Data | Others | Others
Providing 20mm (3/4 inch) house connection with 15mm (1/2 inch) water meter from existing AC / GI mains from 150mm to 200mm dia., up to a length of 5 m using 25mm Indian Standard Class 6 uPVC pipe and uPVC / GM / Brass specials viz. brass ferrule, GM full way wheel valve, Elbow, MTA, FTA, couplers, GI / MS / SS Service Saddle of suitable size etc. and connecting with the mains, testing the joints etc. complete including trenching and refilling in all kinds of soil up to a depth of 1.50m for main line tracing and trench of average cross section 0.3m x 0.75m for laying connection pipe and service pipe, fixing water meter, lighting, watching, providing caution boards, traffic control etc. complete including cost of materials, hire for tools, cost of consumables and labour charges but excluding cost of water meter and meter box and excluding charges for cutting the concrete / tarred / bituminous roads etc, and as per the direction of the departmental officers. (PRICE Code: 100.60.2.6.1) | 4296.15 | no | PRICE Data | Others | Others
Providing 20mm (3/4 inch) house connection with 15mm (1/2 inch) water meter from existing AC / GI mains from 150mm to 200mm dia., up to a length of 5 m using 25mm Indian Standard Class 6 uPVC pipe and uPVC / GM / Brass specials viz. brass ferrule, GM full way wheel valve, Elbow, MTA, FTA, couplers, GI / MS / SS Service Saddle of suitable size etc. and connecting with the mains, testing the joints etc. complete including trenching and refilling in all kinds of soil up to a depth of 1.50m for main line tracing and trench of average cross section 0.3m x 0.75m for laying connection pipe and service pipe, fixing water meter, lighting, watching, providing caution boards, traffic control etc. complete including cost of materials, hire for tools, cost of consumables and labour charges, including the cost of tested Class B Multijet water meter with ISI mark and weather resistant PP / PE meter box of minimum size 300mm x 200mm x 150mm, but excluding charges for cutting the concrete / tarred / bituminous roads etc, and as per the direction of the departmental officers. (PRICE Code: 100.60.2.6.2) | 5602.8 | no | PRICE Data | Others | Others
Providing 20mm (3/4 inch) house connection with 15mm (1/2 inch) water meter from existing AC / GI mains from 150mm to 200mm dia., up to a length of 5 m using 25mm Indian Standard Class 6 uPVC pipe and uPVC / GM / Brass specials viz. brass ferrule, GM full way wheel valve, Elbow, MTA, FTA, couplers, GI / MS / SS Service Saddle of suitable size etc. and connecting with the mains, testing the joints etc. complete including trenching and refilling in all kinds of soil up to a depth of 1.50m for main line tracing and trench of average cross section 0.3m x 0.75m for laying connection pipe and service pipe, fixing water meter, lighting, watching, providing caution boards, traffic control etc. complete including hire for tools, cost of consumables and labour charges but excluding cost of pipes and specials, water meter and meter box and excluding charges for cutting the concrete / tarred / bituminous roads etc, and as per the direction of the departmental officers. (PRICE Code: 100.60.2.6.3) | 2485.4 | no | PRICE Data | Others | Others
Providing 15mm (1/2 inch) house connection with 15mm (1/2 inch) water meter from existing CI mains from 150mm to 200mm dia., up to a length of 5 m using 20mm Indian Standard Class 6 uPVC pipe and uPVC / GM / Brass specials viz. brass ferrule, GM full way wheel valve, Elbow, MTA, FTA, couplers etc. and connecting with the mains, testing the joints etc. complete including trenching and refilling in all kinds of soil up to a depth of 1.50m for main line tracing and trench of average cross section 0.3m x 0.75m for laying connection pipe and service pipe, fixing water meter, lighting, watching, providing caution boards, traffic control etc. complete including cost of materials, hire for tools, cost of consumables and labour charges but excluding cost of water meter and meter box and excluding charges for cutting the concrete / tarred / bituminous roads etc, and as per the direction of the departmental officers. (PRICE Code: 100.60.2.7.1) | 4642.65 | no | PRICE Data | Others | Others
Providing 15mm (1/2 inch) house connection with 15mm (1/2 inch) water meter from existing CI mains from 150mm to 200mm dia., up to a length of 5 m using 20mm Indian Standard Class 6 uPVC pipe and uPVC / GM / Brass specials viz. brass ferrule, GM full way wheel valve, Elbow, MTA, FTA, couplers etc. and connecting with the mains, testing the joints etc. complete including trenching and refilling in all kinds of soil up to a depth of 1.50m for main line tracing and trench of average cross section 0.3m x 0.75m for laying connection pipe and service pipe, fixing water meter, lighting, watching, providing caution boards, traffic control etc. complete including cost of materials, hire for tools, cost of consumables and labour charges, including the cost of tested Class B Multijet water meter with ISI mark and weather resistant PP / PE meter box of minimum size 300mm x 200mm x 150mm, but excluding charges for cutting the concrete / tarred / bituminous roads etc, and as per the direction of the departmental officers. (PRICE Code: 100.60.2.7.2) | 5949.35 | no | PRICE Data | Others | Others
Providing 15mm (1/2 inch) house connection with 15mm (1/2 inch) water meter from existing CI mains from 150mm to 200mm dia., up to a length of 5 m using 20mm Indian Standard Class 6 uPVC pipe and uPVC / GM / Brass specials viz. brass ferrule, GM full way wheel valve, Elbow, MTA, FTA, couplers etc. and connecting with the mains, testing the joints etc. complete including trenching and refilling in all kinds of soil up to a depth of 1.50m for main line tracing and trench of average cross section 0.3m x 0.75m for laying connection pipe and service pipe, fixing water meter, lighting, watching, providing caution boards, traffic control etc. complete including hire for tools, cost of consumables and labour charges but excluding cost of pipes and specials, water meter and meter box and excluding charges for cutting the concrete / tarred / bituminous roads etc, and as per the direction of the departmental officers. (PRICE Code: 100.60.2.7.3) | 3568.5 | no | PRICE Data | Others | Others
Providing 20mm (3/4 inch) house connection with 20mm (3/4 inch) water meter from existing CI mains from 150mm to 200mm dia., up to a length of 5 m using 25mm Indian Standard Class 6 uPVC pipe and uPVC / GM / Brass specials viz. brass ferrule, GM full way wheel valve, Elbow, MTA, FTA, couplers etc. and connecting with the mains, testing the joints etc. complete including trenching and refilling in all kinds of soil up to a depth of 1.50m for main line tracing and trench of average cross section 0.3m x 0.75m for laying connection pipe and service pipe, fixing water meter, lighting, watching, providing caution boards, traffic control etc. complete including cost of materials, hire for tools, cost of consumables and labour charges but excluding cost of water meter and meter box and excluding charges for cutting the concrete / tarred / bituminous roads etc, and as per the direction of the departmental officers. (PRICE Code: 100.60.2.8.1) | 5114 | no | PRICE Data | Others | Others
Providing 20mm (3/4 inch) house connection with 20mm (3/4 inch) water meter from existing CI mains from 150mm to 200mm dia., up to a length of 5 m using 25mm Indian Standard Class 6 uPVC pipe and uPVC / GM / Brass specials viz. brass ferrule, GM full way wheel valve, Elbow, MTA, FTA, couplers etc. and connecting with the mains, testing the joints etc. complete including trenching and refilling in all kinds of soil up to a depth of 1.50m for main line tracing and trench of average cross section 0.3m x 0.75m for laying connection pipe and service pipe, fixing water meter, lighting, watching, providing caution boards, traffic control etc. complete including cost of materials, hire for tools, cost of consumables and labour charges, including the cost of tested Class B Multijet water meter with ISI mark and weather resistant PP / PE meter box of minimum size 300mm x 200mm x 150mm, but excluding charges for cutting the concrete / tarred / bituminous roads etc, and as per the direction of the departmental officers. (PRICE Code: 100.60.2.8.2) | 6831.65 | no | PRICE Data | Others | Others
Providing 20mm (3/4 inch) house connection with 20mm (3/4 inch) water meter from existing CI mains from 150mm to 200mm dia., up to a length of 5 m using 25mm Indian Standard Class 6 uPVC pipe and uPVC / GM / Brass specials viz. brass ferrule, GM full way wheel valve, Elbow, MTA, FTA, couplers etc. and connecting with the mains, testing the joints etc. complete including trenching and refilling in all kinds of soil up to a depth of 1.50m for main line tracing and trench of average cross section 0.3m x 0.75m for laying connection pipe and service pipe, fixing water meter, lighting, watching, providing caution boards, traffic control etc. complete including hire for tools, cost of consumables and labour charges but excluding cost of pipes and specials, water meter and meter box and excluding charges for cutting the concrete / tarred / bituminous roads etc, and as per the direction of the departmental officers. (PRICE Code: 100.60.2.8.3) | 3614.95 | no | PRICE Data | Others | Others
Providing 20mm (3/4 inch) house connection with 15mm (1/2 inch) water meter from existing CI mains from 150mm to 200mm dia., up to a length of 5 m using 25mm Indian Standard Class 6 uPVC pipe and uPVC / GM / Brass specials viz. brass ferrule, GM full way wheel valve, Elbow, MTA, FTA, couplers etc. and connecting with the mains, testing the joints etc. complete including trenching and refilling in all kinds of soil up to a depth of 1.50m for main line tracing and trench of average cross section 0.3m x 0.75m for laying connection pipe and service pipe, fixing water meter, lighting, watching, providing caution boards, traffic control etc. complete including cost of materials, hire for tools, cost of consumables and labour charges but excluding cost of water meter and meter box and excluding charges for cutting the concrete / tarred / bituminous roads etc, and as per the direction of the departmental officers. (PRICE Code: 100.60.2.9.1) | 5114 | no | PRICE Data | Others | Others
Providing 20mm (3/4 inch) house connection with 15mm (1/2 inch) water meter from existing CI mains from 150mm to 200mm dia., up to a length of 5 m using 25mm Indian Standard Class 6 uPVC pipe and uPVC / GM / Brass specials viz. brass ferrule, GM full way wheel valve, Elbow, MTA, FTA, couplers etc. and connecting with the mains, testing the joints etc. complete including trenching and refilling in all kinds of soil up to a depth of 1.50m for main line tracing and trench of average cross section 0.3m x 0.75m for laying connection pipe and service pipe, fixing water meter, lighting, watching, providing caution boards, traffic control etc. complete including cost of materials, hire for tools, cost of consumables and labour charges, including the cost of tested Class B Multijet water meter with ISI mark and weather resistant PP / PE meter box of minimum size 300mm x 200mm x 150mm, but excluding charges for cutting the concrete / tarred / bituminous roads etc, and as per the direction of the departmental officers. (PRICE Code: 100.60.2.9.2) | 6420.65 | no | PRICE Data | Others | Others
Providing 20mm (3/4 inch) house connection with 15mm (1/2 inch) water meter from existing CI mains from 150mm to 200mm dia., up to a length of 5 m using 25mm Indian Standard Class 6 uPVC pipe and uPVC / GM / Brass specials viz. brass ferrule, GM full way wheel valve, Elbow, MTA, FTA, couplers etc. and connecting with the mains, testing the joints etc. complete including trenching and refilling in all kinds of soil up to a depth of 1.50m for main line tracing and trench of average cross section 0.3m x 0.75m for laying connection pipe and service pipe, fixing water meter, lighting, watching, providing caution boards, traffic control etc. complete including hire for tools, cost of consumables and labour charges but excluding cost of pipes and specials, water meter and meter box and excluding charges for cutting the concrete / tarred / bituminous roads etc, and as per the direction of the departmental officers. (PRICE Code: 100.60.2.9.3) | 3614.95 | no | PRICE Data | Others | Others
Providing additional length of house connection pipe using 20mm Indian Standard Class 6 uPVC pipe and specials and testing the joints etc., by trenching and refilling in all kinds of soil with trench of average cross section 0.3m x 0.75m for laying of connection pipe and service pipe, lighting, watching, providing caution boards, traffic control etc., including cost of materials, hire for tools, cost of consumables and labour charges etc. complete, but excluding the cost of cutting of concrete / tarred / bituminous roads etc., and as per the directions of the department officers. (PRICE Code: 100.60.3.1.1) | 137.45 | metre | PRICE Data | Others | Others
Providing additional length of house connection pipe using 20mm Indian Standard Class 6 uPVC pipe and specials and testing the joints etc., by trenching and refilling in all kinds of soil with trench of average cross section 0.3m x 0.75m for laying of connection pipe and service pipe, lighting, watching, providing caution boards, traffic control etc., hire for tools, cost of consumables and labour charges etc. complete, but excluding the cost of cutting of concrete / tarred / bituminous roads, and excluding cost of materials etc., and as per the directions of the department officers. (PRICE Code: 100.60.3.1.2) | 110.85 | metre | PRICE Data | Others | Others
Providing additional length of house connection pipe using 25mm Indian Standard Class 6 uPVC pipe and specials and testing the joints etc., by trenching and refilling in all kinds of soil with trench of average cross section 0.3m x 0.75m for laying of connection pipe and service pipe, lighting, watching, providing caution boards, traffic control etc., including cost of materials, hire for tools, cost of consumables and labour charges etc. complete, but excluding the cost of cutting of concrete / tarred / bituminous roads etc., and as per the directions of the department officers. (PRICE Code: 100.60.3.2.1) | 150.8 | metre | PRICE Data | Others | Others
Providing additional length of house connection pipe using 25mm Indian Standard Class 6 uPVC pipe and specials and testing the joints etc., by trenching and refilling in all kinds of soil with trench of average cross section 0.3m x 0.75m for laying of connection pipe and service pipe, lighting, watching, providing caution boards, traffic control etc., hire for tools, cost of consumables and labour charges etc. complete, but excluding the cost of cutting of concrete / tarred / bituminous roads, and excluding cost of materials etc., and as per the directions of the department officers. (PRICE Code: 100.60.3.2.2) | 111.3 | metre | PRICE Data | Others | Others
Plugging the existing 15mm (1/2 inch) connection near boring point using 20mm Indian Standard Class 6 uPVC End Cap, during alteration works, including cost of materials and consumables and charges for lighting, watching, providing caution boards etc. complete , including the cost of earthwork excavation in all kinds of soil, but excluding the cost of cutting of concrete / tarred / bituminous roads and as per directions of the department officers. (PRICE Code: 100.60.4.1) | 196.35 | no | PRICE Data | Others | Others
Plugging the existing 20mm (3/4 inch) connection near boring point using 25mm Indian Standard Class 6 uPVC End Cap, during alteration works, including cost of materials and consumables and charges for lighting, watching, providing caution boards etc. complete , including the cost of earthwork excavation in all kinds of soil, but excluding the cost of cutting of concrete / tarred / bituminous roads and as per directions of the department officers. (PRICE Code: 100.60.4.2) | 200 | no | PRICE Data | Others | Others
Labour charges for attending boring point leakage / checking in the existing mains, including charges for earth work excavation in all kinds of soil, exposing the main, dismantling damaged pipe and specials as the case may be refilling the trenches with proper consolidation etc. complete as per the approved standards including charges for lighting, watching, providing caution boards, traffic control etc. complete but excluding cost of materials and cost of cutting of concrete / tarred / bituminous roads and as per the directions of the departmental officers. (PRICE Code: 100.60.5.1) | 891.4 | no | PRICE Data | Others | Others
Repair work within 1 m length in 15 mm (1/2 inch) house connections, using 20mm Indian Standard Class 6 uPVC pipe and specials, including trenching and refilling in all kinds of soil, hire for tools, cost of consumables and labour charges, cost of materials, including charges for lighting, watching, providing caution boards, traffic control etc. complete, but excluding the cost of cutting of concrete / tarred / bituminous roads and as per the directions of the department officers. (PRICE Code: 100.60.6.1) | 495.8 | no | PRICE Data | Others | Others
Repair work within 1 m length in 20 mm (3/4 inch) house connections, using 25mm Indian Standard Class 6 uPVC pipe and specials, including trenching and refilling in all kinds of soil, hire for tools, cost of consumables and labour charges, cost of materials, including charges for lighting, watching, providing caution boards, traffic control etc. complete, but excluding the cost of cutting of concrete / tarred / bituminous roads and as per the directions of the department officers. (PRICE Code: 100.60.6.2) | 515 | no | PRICE Data | Others | Others
Repair work for 1m to 2m length in 15 mm (1/2 inch) house connections, using 20mm Indian Standard Class 6 uPVC pipe and specials, including trenching and refilling in all kinds of soil, hire for tools, cost of consumables and labour charges, cost of materials, including charges for lighting, watching, providing caution boards, traffic control etc. complete, but excluding the cost of cutting of concrete / tarred / bituminous roads and as per the directions of the department officers. (PRICE Code: 100.60.7.1) | 679.5 | no | PRICE Data | Others | Others
Repair work for 1m to 2m length in 20 mm (3/4 inch) house connections, using 25mm Indian Standard Class 6 uPVC pipe and specials, including trenching and refilling in all kinds of soil, hire for tools, cost of consumables and labour charges, cost of materials, including charges for lighting, watching, providing caution boards, traffic control etc. complete, but excluding the cost of cutting of concrete / tarred / bituminous roads and as per the directions of the department officers. (PRICE Code: 100.60.7.2) | 707.4 | no | PRICE Data | Others | Others
Replacing the chocked / damaged 15mm (1/2 inch) house connection with 15mm (1/2 inch) water meter from existing mains, up to a length of 5m using 20mm Indian Standard Class 6 uPVC pipe and uPVC / Brass specials viz. brass ferrule, Elbow, MTA, FTA, couplers etc. and connecting with the mains, testing the joints etc. complete including trenching and refilling in all kinds of soil up to a depth of 1.50m for main line tracing and trench of average cross section 0.3m x 0.75m for laying connection pipe and service pipe, safely removing & re-fixing existing water meter, lighting, watching, providing caution boards, traffic control etc. complete including cost of materials, hire for tools, cost of consumables and labour charges but excluding cost of water meter and meter box and excluding charges for cutting the concrete / tarred / bituminous roads and as per the directions of the department officers. (PRICE Code: 100.60.8.1) | 3018.25 | no | PRICE Data | Others | Others
Replacing the chocked / damaged 20mm (3/4 inch) house connection with 20mm (3/4 inch) water meter from existing mains, up to a length of 5m using 25mm Indian Standard Class 6 uPVC pipe and uPVC / Brass specials viz. brass ferrule, Elbow, MTA, FTA, couplers etc. and connecting with the mains, testing the joints etc. complete including trenching and refilling in all kinds of soil up to a depth of 1.50m for main line tracing and trench of average cross section 0.3m x 0.75m for laying connection pipe and service pipe, safely removing & re-fixing existing water meter, lighting, watching, providing caution boards, traffic control etc. complete including cost of materials, hire for tools, cost of consumables and labour charges but excluding cost of water meter and meter box and excluding charges for cutting the concrete / tarred / bituminous roads and as per the directions of the department officers. (PRICE Code: 100.60.8.2) | 3424 | no | PRICE Data | Others | Others
Replacing the chocked / damaged 20mm (3/4 inch) house connection with 15mm (1/2 inch) water meter from existing mains, up to a length of 5m using 25mm Indian Standard Class 6 uPVC pipe and uPVC / Brass specials viz. brass ferrule, Elbow, MTA, FTA, couplers etc. and connecting with the mains, testing the joints etc. complete including trenching and refilling in all kinds of soil up to a depth of 1.50m for main line tracing and trench of average cross section 0.3m x 0.75m for laying connection pipe and service pipe, safely removing & re-fixing existing water meter, lighting, watching, providing caution boards, traffic control etc. complete including cost of materials, hire for tools, cost of consumables and labour charges but excluding cost of water meter and meter box and excluding charges for cutting the concrete / tarred / bituminous roads and as per the directions of the department officers. (PRICE Code: 100.60.8.3) | 3424 | no | PRICE Data | Others | Others
Dismantling the existing damaged / not working 15mm (1/2 inch) water meters from the 20mm service line, altering the meter connection to the standard drawing, using 20mm Indian Standard Class 6 uPVC pipe and uPVC / GM / Brass specials viz. 1 nos. GM full way wheel valve, Elbow etc. and connecting and testing the joints, fixing water meter etc. complete including cost of materials, hire and labour charges but excluding cost of water meter and meter box and as per the directions of the department officers. (PRICE Code: 100.60.9.1) | 1205.9 | no | PRICE Data | Others | Others
Dismantling the existing damaged / not working 20mm (3/4 inch) water meters from the 25mm service line, altering the meter connection to the standard drawing, using 25mm Indian Standard Class 6 uPVC pipe and uPVC / GM / Brass specials viz. 1 nos. GM full way wheel valve, Elbow etc. and connecting and testing the joints, fixing water meter etc. complete including cost of materials, hire and labour charges but excluding cost of water meter and meter box and as per the directions of the department officers. (PRICE Code: 100.60.9.2) | 1480.45 | no | PRICE Data | Others | Others
Dismantling the existing damaged / not working 15mm (1/2 inch) water meters from the 25mm service line, altering the meter connection to the standard drawing, using 25mm Indian Standard Class 6 uPVC pipe and uPVC / GM / Brass specials viz. 1 nos. GM full way wheel valve, Elbow etc. and connecting and testing the joints, fixing water meter etc. complete including cost of materials, hire and labour charges but excluding cost of water meter and meter box and as per the directions of the department officers. (PRICE Code: 100.60.9.3) | 1480.45 | no | PRICE Data | Others | Others
Providing 15mm (1/2 inch) GM Air Valve in the water meter assembly for 15mm connection, using 20mm Indian Standard Class 6 uPVC pipes and specials including cost of materials, consumables, hire for tools and labour charges etc. complete and as per the directions of the department officers. (PRICE Code: 100.60.10.1.1) | 767.95 | no | PRICE Data | Others | Others
Providing 15mm (1/2 inch) GM Air Valve in the water meter assembly for 15mm connection, using 20mm Indian Standard Class 6 uPVC pipes and specials including cost of consumables, hire for tools and labour charges etc., complete but excluding cost of materials and as per the directions of the department officers. (PRICE Code: 100.60.10.1.2) | 82.25 | no | PRICE Data | Others | Others
Providing 20mm (3/4 inch) GM Air Valve in the water meter assembly for 20mm connection, using 25mm Indian Standard Class 6 uPVC pipes and specials including cost of materials, consumables, hire for tools and labour charges etc. complete and as per the directions of the department officers. (PRICE Code: 100.60.10.2.1) | 988.65 | no | PRICE Data | Others | Others
Providing 20mm (3/4 inch) GM Air Valve in the water meter assembly for 20mm connection, using 25mm Indian Standard Class 6 uPVC pipes and specials including cost of consumables, hire for tools and labour charges etc., complete but excluding cost of materials and as per the directions of the department officers. (PRICE Code: 100.60.10.2.2) | 84.55 | no | PRICE Data | Others | Others
Providing 15mm (1/2 inch) GM Air Valve in the water meter assembly for 20mm connection, using 25mm Indian Standard Class 6 uPVC pipes and specials including cost of materials, consumables, hire for tools and labour charges etc. complete and as per the directions of the department officers. (PRICE Code: 100.60.10.3.1) | 791.8 | no | PRICE Data | Others | Others
Providing 15mm (1/2 inch) GM Air Valve in the water meter assembly for 20mm connection, using 25mm Indian Standard Class 6 uPVC pipes and specials including cost of consumables, hire for tools and labour charges etc., complete but excluding cost of materials and as per the directions of the department officers. (PRICE Code: 100.60.10.3.2) | 84.55 | no | PRICE Data | Others | Others
Providing 20mm (1/2 inch) PVC Air Valve in the water meter assembly for 15mm connection, using 20mm Indian Standard Class 6 uPVC pipes and specials including cost of materials, consumables, hire for tools and labour charges etc. complete and as per the directions of the department officers. (PRICE Code: 100.60.10.4.1) | 346.7 | no | PRICE Data | Others | Others
Providing 20mm (1/2 inch) PVC Air Valve in the water meter assembly for 15mm connection, using 20mm Indian Standard Class 6 uPVC pipes and specials including cost of consumables, hire for tools and labour charges etc., complete but excluding cost of materials and as per the directions of the department officers. (PRICE Code: 100.60.10.4.2) | 82.25 | no | PRICE Data | Others | Others
Providing 25mm (3/4 inch) PVC Air Valve in the water meter assembly for 20mm connection, using 25mm Indian Standard Class 6 uPVC pipes and specials including cost of materials, consumables, hire for tools and labour charges etc. complete and as per the directions of the department officers. (PRICE Code: 100.60.10.5.1) | 468.4 | no | PRICE Data | Others | Others
Providing 25mm (3/4 inch) PVC Air Valve in the water meter assembly for 20mm connection, using 25mm Indian Standard Class 6 uPVC pipes and specials including cost of consumables, hire for tools and labour charges etc., complete but excluding cost of materials and as per the directions of the department officers. (PRICE Code: 100.60.10.5.2) | 84.55 | no | PRICE Data | Others | Others
Providing 20mm (1/2 inch) PVC Air Valve in the water meter assembly for 20mm connection, using 25mm Indian Standard Class 6 uPVC pipes and specials including cost of materials, consumables, hire for tools and labour charges etc. complete and as per the directions of the department officers. (PRICE Code: 100.60.10.6.1) | 356.75 | no | PRICE Data | Others | Others
Providing 20mm (1/2 inch) PVC Air Valve in the water meter assembly for 20mm connection, using 25mm Indian Standard Class 6 uPVC pipes and specials including cost of consumables, hire for tools and labour charges etc., complete but excluding cost of materials and as per the directions of the department officers. (PRICE Code: 100.60.10.6.2) | 84.55 | no | PRICE Data | Others | Others
Providing 15mm (1/2 inch) GM Check Valve in the water meter assembly for 15mm connection, using 20mm Indian Standard Class 6 uPVC pipes and specials including cost of materials, consumables, hire for tools and labour charges etc. complete and as per the directions of the department officers. (PRICE Code: 100.60.11.1.1) | 452.45 | no | PRICE Data | Others | Others
Providing 15mm (1/2 inch) GM Check Valve in the water meter assembly for 15mm connection, using 20mm Indian Standard Class 6 uPVC pipes and specials including cost of consumables, hire for tools and labour charges etc., complete but excluding cost of materials and as per the directions of the department officers. (PRICE Code: 100.60.11.1.2) | 82.25 | no | PRICE Data | Others | Others
Providing 20mm (3/4 inch) GM Check Valve in the water meter assembly for 20mm connection, using 25mm Indian Standard Class 6 uPVC pipes and specials including cost of materials, consumables, hire for tools and labour charges etc. complete and as per the directions of the department officers. (PRICE Code: 100.60.11.2.1) | 654.5 | no | PRICE Data | Others | Others
Providing 20mm (3/4 inch) GM Check Valve in the water meter assembly for 20mm connection, using 25mm Indian Standard Class 6 uPVC pipes and specials including cost of consumables, hire for tools and labour charges etc., complete but excluding cost of materials and as per the directions of the department officers. (PRICE Code: 100.60.11.2.2) | 84.55 | no | PRICE Data | Others | Others
Providing 15mm CP Brass Tap in the water meter assembly for 15mm connection, using 20mm Indian Standard Class 6 uPVC pipes and specials including cost of materials, consumables, hire charges for tools and labour charges etc. complete and as per the direction of departmental officers. (PRICE Code: 100.60.12.1.1) | 660.15 | no | PRICE Data | Others | Others
Providing 15mm CP Brass Tap in the water meter assembly for 15mm connection, using 20mm Indian Standard Class 6 uPVC pipes and specials including cost of consumables, hire charges for tools and labour charges etc. complete, but excluding cost of materials and as per the direction of departmental officers. (PRICE Code: 100.60.12.1.2) | 315 | no | PRICE Data | Others | Others
Providing 15mm CP Brass Tap in the water meter assembly for 20mm connection, using 25mm Indian Standard Class 6 uPVC pipes and specials including cost of materials, consumables, hire charges for tools and labour charges etc. complete and as per the direction of departmental officers. (PRICE Code: 100.60.12.2.1) | 716.45 | no | PRICE Data | Others | Others
Providing 15mm CP Brass Tap in the water meter assembly for 20mm connection, using 25mm Indian Standard Class 6 uPVC pipes and specials including cost of consumables, hire charges for tools and labour charges etc. complete, but excluding cost of materials and as per the direction of departmental officers. (PRICE Code: 100.60.12.2.2) | 317.3 | no | PRICE Data | Others | Others
Providing 15mm PVC Tap in the water meter assembly for 15mm connection, using 20mm Indian Standard Class 6 uPVC pipes and specials including cost of materials, consumables, hire charges for tools and labour charges etc. complete and as per the direction of departmental officers. (PRICE Code: 100.60.12.3.1) | 470.75 | no | PRICE Data | Others | Others
Providing 15mm PVC Tap in the water meter assembly for 15mm connection, using 20mm Indian Standard Class 6 uPVC pipes and specials including cost of consumables, hire charges for tools and labour charges etc. complete, but excluding cost of materials and as per the direction of departmental officers. (PRICE Code: 100.60.12.3.2) | 315 | no | PRICE Data | Others | Others
Providing 15mm PVC Tap in the water meter assembly for 20mm connection, using 25mm Indian Standard Class 6 uPVC pipes and specials including cost of materials, consumables, hire charges for tools and labour charges etc. complete and as per the direction of departmental officers. (PRICE Code: 100.60.12.4.1) | 512.45 | no | PRICE Data | Others | Others
Providing 15mm PVC Tap in the water meter assembly for 20mm connection, using 25mm Indian Standard Class 6 uPVC pipes and specials including cost of consumables, hire charges for tools and labour charges etc. complete, but excluding cost of materials and as per the direction of departmental officers. (PRICE Code: 100.60.12.4.2) | 317.3 | no | PRICE Data | Others | Others
Providing 15mm (1/2 inch) house connection with 15mm water meter from existing PVC / HDPE mains up to 110 mm dia., up to a length of 5m using 20mm ( 1/2 inch ) PE Pipe, PE80, PN16, Conforming to IS 4984: 2016 or later edition and PP PN 16 Compression / GM / Brass specials viz. brass ferrule, brass hexagonal nipple, GM full way wheel valve, bend, MTA, FTA, couplers, PVC Service Saddle of suitable size etc. and connecting with the mains, testing the joints etc. complete including trenching and refilling in all kinds of soil up to a depth of 1.50m for main line tracing and trench of average cross section 0.3m x 0.75m for laying connection pipe and service pipe, fixing water meter, lighting, watching, providing caution boards, traffic control etc. complete including cost of materials, hire for tools, cost of consumables and labour charges but excluding cost of water meter and meter box and excluding charges for cutting the concrete / tarred / bituminous roads etc, and as per the direction of the departmental officers. (PRICE Code: 100.60.13.1.1) | 4723.85 | no | PRICE Data | Others | Others
Providing 15mm (1/2 inch) house connection with 15mm water meter from existing PVC / HDPE mains up to 110 mm dia., up to a length of 5m using 20mm ( 1/2 inch ) PE Pipe, PE80, PN16, Conforming to IS 4984: 2016 or later edition and PP PN 16 Compression / GM / Brass specials viz. brass ferrule, brass hexagonal nipple, GM full way wheel valve, bend, MTA, FTA, couplers, PVC Service Saddle of suitable size etc. and connecting with the mains, testing the joints etc. complete including trenching and refilling in all kinds of soil up to a depth of 1.50m for main line tracing and trench of average cross section 0.3m x 0.75m for laying connection pipe and service pipe, fixing water meter, lighting, watching, providing caution boards, traffic control etc. complete including cost of materials, hire for tools, cost of consumables and labour charges, including the cost of tested Class B Multijet water meter with ISI mark and weather resistant PP / PE meter box of minimum size 300mm x 200mm x 150mm, but excluding charges for cutting the concrete / tarred / bituminous roads etc, and as per the direction of the departmental officers. (PRICE Code: 100.60.13.1.2) | 6030.55 | no | PRICE Data | Others | Others
Providing 15mm (1/2 inch) house connection with 15mm water meter from existing PVC / HDPE mains up to 110 mm dia., up to a length of 5m using 20mm ( 1/2 inch ) PE Pipe, PE80, PN16, Conforming to IS 4984: 2016 or later edition and PP PN 16 Compression / GM / Brass specials viz. brass ferrule, brass hexagonal nipple, GM full way wheel valve, bend, MTA, FTA, couplers, PVC Service Saddle of suitable size etc. and connecting with the mains, testing the joints etc. complete including trenching and refilling in all kinds of soil up to a depth of 1.50m for main line tracing and trench of average cross section 0.3m x 0.75m for laying connection pipe and service pipe, fixing water meter, lighting, watching, providing caution boards, traffic control etc. complete including hire for tools, cost of consumables and labour charges but excluding cost of pipes and specials, water meter and meter box and excluding charges for cutting the concrete / tarred / bituminous roads etc, and as per the direction of the departmental officers. (PRICE Code: 100.60.13.1.3) | 2375.05 | no | PRICE Data | Others | Others
Providing 20mm (3/4 inch) house connection with 20mm water meter from existing PVC / HDPE mains up to 110 mm dia., up to a length of 5m using 25mm ( 3/4 inch ) PE Pipe, PE80, PN16, Conforming to IS 4984: 2016 or later edition and PP PN 16 Compression / GM / Brass specials viz. brass ferrule, brass hexagonal nipple, GM full way wheel valve, bend, MTA, FTA, couplers, PVC Service Saddle of suitable size etc. and connecting with the mains, testing the joints etc. complete including trenching and refilling in all kinds of soil up to a depth of 1.50m for main line tracing and trench of average cross section 0.3m x 0.75m for laying connection pipe and service pipe, fixing water meter, lighting, watching, providing caution boards, traffic control etc. complete including cost of materials, hire for tools, cost of consumables and labour charges but excluding cost of water meter and meter box and excluding charges for cutting the concrete / tarred / bituminous roads etc, and as per the direction of the departmental officers. (PRICE Code: 100.60.13.2.1) | 5460.55 | no | PRICE Data | Others | Others
Providing 20mm (3/4 inch) house connection with 20mm water meter from existing PVC / HDPE mains up to 110 mm dia., up to a length of 5m using 25mm ( 3/4 inch ) PE Pipe, PE80, PN16, Conforming to IS 4984: 2016 or later edition and PP PN 16 Compression / GM / Brass specials viz. brass ferrule, brass hexagonal nipple, GM full way wheel valve, bend, MTA, FTA, couplers, PVC Service Saddle of suitable size etc. and connecting with the mains, testing the joints etc. complete including trenching and refilling in all kinds of soil up to a depth of 1.50m for main line tracing and trench of average cross section 0.3m x 0.75m for laying connection pipe and service pipe, fixing water meter, lighting, watching, providing caution boards, traffic control etc. complete including cost of materials, hire for tools, cost of consumables and labour charges, including the cost of tested Class B Multijet water meter with ISI mark and weather resistant PP / PE meter box of minimum size 300mm x 200mm x 150mm, but excluding charges for cutting the concrete / tarred / bituminous roads etc, and as per the direction of the departmental officers. (PRICE Code: 100.60.13.2.2) | 7178.2 | no | PRICE Data | Others | Others
Providing 20mm (3/4 inch) house connection with 20mm water meter from existing PVC / HDPE mains up to 110 mm dia., up to a length of 5m using 25mm ( 3/4 inch ) PE Pipe, PE80, PN16, Conforming to IS 4984: 2016 or later edition and PP PN 16 Compression / GM / Brass specials viz. brass ferrule, brass hexagonal nipple, GM full way wheel valve, bend, MTA, FTA, couplers, PVC Service Saddle of suitable size etc. and connecting with the mains, testing the joints etc. complete including trenching and refilling in all kinds of soil up to a depth of 1.50m for main line tracing and trench of average cross section 0.3m x 0.75m for laying connection pipe and service pipe, fixing water meter, lighting, watching, providing caution boards, traffic control etc. complete including hire for tools, cost of consumables and labour charges but excluding cost of pipes and specials, water meter and meter box and excluding charges for cutting the concrete / tarred / bituminous roads etc, and as per the direction of the departmental officers. (PRICE Code: 100.60.13.2.3) | 2398.3 | no | PRICE Data | Others | Others
Providing 20mm (3/4 inch) house connection with 15mm water meter from existing PVC / HDPE mains up to 110 mm dia., up to a length of 5m using 25mm ( 3/4 inch ) PE Pipe, PE80, PN16, Conforming to IS 4984: 2016 or later edition and PP PN 16 Compression / GM / Brass specials viz. brass ferrule, brass hexagonal nipple, GM full way wheel valve, bend, MTA, FTA, couplers, PVC Service Saddle of suitable size etc. and connecting with the mains, testing the joints etc. complete including trenching and refilling in all kinds of soil up to a depth of 1.50m for main line tracing and trench of average cross section 0.3m x 0.75m for laying connection pipe and service pipe, fixing water meter, lighting, watching, providing caution boards, traffic control etc. complete including cost of materials, hire for tools, cost of consumables and labour charges but excluding cost of water meter and meter box and excluding charges for cutting the concrete / tarred / bituminous roads etc, and as per the direction of the departmental officers. (PRICE Code: 100.60.13.3.1) | 5440.9 | no | PRICE Data | Others | Others
Providing 20mm (3/4 inch) house connection with 15mm water meter from existing PVC / HDPE mains up to 110 mm dia., up to a length of 5m using 25mm ( 3/4 inch ) PE Pipe, PE80, PN16, Conforming to IS 4984: 2016 or later edition and PP PN 16 Compression / GM / Brass specials viz. brass ferrule, brass hexagonal nipple, GM full way wheel valve, bend, MTA, FTA, couplers, PVC Service Saddle of suitable size etc. and connecting with the mains, testing the joints etc. complete including trenching and refilling in all kinds of soil up to a depth of 1.50m for main line tracing and trench of average cross section 0.3m x 0.75m for laying connection pipe and service pipe, fixing water meter, lighting, watching, providing caution boards, traffic control etc. complete including cost of materials, hire for tools, cost of consumables and labour charges,including the cost of tested Class B Multijet water meter and weather with ISI mark resistant PP / PE meter box of minimum size 300mm x 200mm x 150mm, but excluding charges for cutting the concrete / tarred / bituminous roads etc, and as per the direction of the departmental officers. (PRICE Code: 100.60.13.3.2) | 6747.6 | no | PRICE Data | Others | Others
Providing 20mm (3/4 inch) house connection with 15mm water meter from existing PVC / HDPE mains up to 110 mm dia., up to a length of 5m using 25mm ( 3/4 inch ) PE Pipe, PE80, PN16, Conforming to IS 4984: 2016 or later edition and PP PN 16 Compression / GM / Brass specials viz. brass ferrule, brass hexagonal nipple, GM full way wheel valve, bend, MTA, FTA, couplers, PVC Service Saddle of suitable size etc. and connecting with the mains, testing the joints etc. complete including trenching and refilling in all kinds of soil up to a depth of 1.50m for main line tracing and trench of average cross section 0.3m x 0.75m for laying connection pipe and service pipe, fixing water meter, lighting, watching, providing caution boards, traffic control etc. complete including hire for tools, cost of consumables and labour charges but excluding cost of pipes and specials, water meter and meter box and excluding charges for cutting the concrete / tarred / bituminous roads etc, and as per the direction of the departmental officers. (PRICE Code: 100.60.13.3.3) | 2398.3 | no | PRICE Data | Others | Others
Providing 15mm (1/2 inch) house connection with 15mm water meter from existing AC / GI mains up to 125 mm dia., up to a length of 5m using 20mm ( 1/2 inch ) PE Pipe, PE80, PN16, Conforming to IS 4984: 2016 or later edition and PP PN 16 Compression / GM / Brass specials viz. brass ferrule, brass hexagonal nipple, GM full way wheel valve, bend, MTA, FTA, couplers, GI / MS Service Saddle of suitable size etc. and connecting with the mains, testing the joints etc. complete including trenching and refilling in all kinds of soil up to a depth of 1.50m for main line tracing and trench of average cross section 0.3m x 0.75m for laying connection pipe and service pipe, fixing water meter, lighting, watching, providing caution boards, traffic control etc. complete including cost of materials, hire for tools, cost of consumables and labour charges but excluding cost of water meter and meter box and excluding charges for cutting the concrete / tarred / bituminous roads etc, and as per the direction of the departmental officers. (PRICE Code: 100.60.13.4.1) | 4836.8 | no | PRICE Data | Others | Others
Providing 15mm (1/2 inch) house connection with 15mm water meter from existing AC / GI mains up to 125 mm dia., up to a length of 5m using 20mm ( 1/2 inch ) PE Pipe, PE80, PN16, Conforming to IS 4984: 2016 or later edition and PP PN 16 Compression / GM / Brass specials viz. brass ferrule, brass hexagonal nipple, GM full way wheel valve, bend, MTA, FTA, couplers, GI / MS Service Saddle of suitable size etc. and connecting with the mains, testing the joints etc. complete including trenching and refilling in all kinds of soil up to a depth of 1.50m for main line tracing and trench of average cross section 0.3m x 0.75m for laying connection pipe and service pipe, fixing water meter, lighting, watching, providing caution boards, traffic control etc. complete including cost of materials, hire for tools, cost of consumables and labour charges, including the cost of tested Class B Multijet water meter with ISI mark and weather resistant PP / PE meter box of minimum size 300mm x 200mm x 150mm, but excluding charges for cutting the concrete / tarred / bituminous roads etc, and as per the direction of the departmental officers. (PRICE Code: 100.60.13.4.2) | 6143.45 | no | PRICE Data | Others | Others
Providing 15mm (1/2 inch) house connection with 15mm water meter from existing AC / GI mains up to 125 mm dia., up to a length of 5m using 20mm ( 1/2 inch ) PE Pipe, PE80, PN16, Conforming to IS 4984: 2016 or later edition and PP PN 16 Compression / GM / Brass specials viz. brass ferrule, brass hexagonal nipple, GM full way wheel valve, bend, MTA, FTA, couplers, GI / MS Service Saddle of suitable size etc. and connecting with the mains, testing the joints etc. complete including trenching and refilling in all kinds of soil up to a depth of 1.50m for main line tracing and trench of average cross section 0.3m x 0.75m for laying connection pipe and service pipe, fixing water meter, lighting, watching, providing caution boards, traffic control etc. complete including hire for tools, cost of consumables and labour charges but excluding cost of pipes and specials, water meter and meter box and excluding charges for cutting the concrete / tarred / bituminous roads etc, and as per the direction of the departmental officers. (PRICE Code: 100.60.13.4.3) | 2375.05 | no | PRICE Data | Others | Others
Providing 20mm (3/4 inch) house connection with 20mm water meter from existing AC / GI mains up to 125 mm dia., up to a length of 5 m using 25mm ( 3/4 inch ) PE Pipe, PE80, PN16, Conforming to IS 4984: 2016 or later edition and PP PN 16 Compression / GM / Brass specials viz. brass ferrule, brass hexagonal nipple, GM full way wheel valve, bend, MTA, FTA, couplers, GI / MS Service Saddle of suitable size etc. and connecting with the mains, testing the joints etc. complete including trenching and refilling in all kinds of soil up to a depth of 1.50m for main line tracing and trench of average cross section 0.3m x 0.75m for laying connection pipe and service pipe, fixing water meter, lighting, watching, providing caution boards, traffic control etc. complete including cost of materials, hire for tools, cost of consumables and labour charges but excluding cost of water meter and meter box and excluding charges for cutting the concrete / tarred / bituminous roads etc, and as per the direction of the departmental officers. (PRICE Code: 100.60.13.5.1) | 5573.5 | no | PRICE Data | Others | Others
Providing 20mm (3/4 inch) house connection with 20mm water meter from existing AC / GI mains up to 125 mm dia., up to a length of 5 m using 25mm ( 3/4 inch ) PE Pipe, PE80, PN16, Conforming to IS 4984: 2016 or later edition and PP PN 16 Compression / GM / Brass specials viz. brass ferrule, brass hexagonal nipple, GM full way wheel valve, bend, MTA, FTA, couplers, GI / MS Service Saddle of suitable size etc. and connecting with the mains, testing the joints etc. complete including trenching and refilling in all kinds of soil up to a depth of 1.50m for main line tracing and trench of average cross section 0.3m x 0.75m for laying connection pipe and service pipe, fixing water meter, lighting, watching, providing caution boards, traffic control etc. complete including cost of materials, hire for tools, cost of consumables and labour charges, including the cost of tested Class B Multijet water meter with ISI mark and weather resistant PP / PE meter box of minimum size 300mm x 200mm x 150mm, but excluding charges for cutting the concrete / tarred / bituminous roads etc, and as per the direction of the departmental officers. (PRICE Code: 100.60.13.5.2) | 7291.15 | no | PRICE Data | Others | Others
Providing 20mm (3/4 inch) house connection with 20mm water meter from existing AC / GI mains up to 125 mm dia., up to a length of 5 m using 25mm ( 3/4 inch ) PE Pipe, PE80, PN16, Conforming to IS 4984: 2016 or later edition and PP PN 16 Compression / GM / Brass specials viz. brass ferrule, brass hexagonal nipple, GM full way wheel valve, bend, MTA, FTA, couplers, GI / MS Service Saddle of suitable size etc. and connecting with the mains, testing the joints etc. complete including trenching and refilling in all kinds of soil up to a depth of 1.50m for main line tracing and trench of average cross section 0.3m x 0.75m for laying connection pipe and service pipe, fixing water meter, lighting, watching, providing caution boards, traffic control etc. complete including hire for tools, cost of consumables and labour charges but excluding cost of pipes and specials, water meter and meter box and excluding charges for cutting the concrete / tarred / bituminous roads etc, and as per the direction of the departmental officers. (PRICE Code: 100.60.13.5.3) | 2398.3 | no | PRICE Data | Others | Others
Providing 20mm (3/4 inch) house connection with 15mm water meter from existing AC / GI mains up to 125 mm dia., up to a length of 5 m using 25mm ( 3/4 inch ) PE Pipe, PE80, PN16, Conforming to IS 4984: 2016 or later edition and PP PN 16 Compression / GM / Brass specials viz. brass ferrule, brass hexagonal nipple, GM full way wheel valve, bend, MTA, FTA, couplers, GI / MS Service Saddle of suitable size etc. and connecting with the mains, testing the joints etc. complete including trenching and refilling in all kinds of soil up to a depth of 1.50m for main line tracing and trench of average cross section 0.3m x 0.75m for laying connection pipe and service pipe, fixing water meter, lighting, watching, providing caution boards, traffic control etc. complete including cost of materials, hire for tools, cost of consumables and labour charges but excluding cost of water meter and meter box and excluding charges for cutting the concrete / tarred / bituminous roads etc, and as per the direction of the departmental officers. (PRICE Code: 100.60.13.6.1) | 5553.85 | no | PRICE Data | Others | Others
Providing 20mm (3/4 inch) house connection with 15mm water meter from existing AC / GI mains up to 125 mm dia., up to a length of 5 m using 25mm ( 3/4 inch ) PE Pipe, PE80, PN16, Conforming to IS 4984: 2016 or later edition and PP PN 16 Compression / GM / Brass specials viz. brass ferrule, brass hexagonal nipple, GM full way wheel valve, bend, MTA, FTA, couplers, GI / MS Service Saddle of suitable size etc. and connecting with the mains, testing the joints etc. complete including trenching and refilling in all kinds of soil up to a depth of 1.50m for main line tracing and trench of average cross section 0.3m x 0.75m for laying connection pipe and service pipe, fixing water meter, lighting, watching, providing caution boards, traffic control etc. complete including cost of materials, hire for tools, cost of consumables and labour charges, including the cost of tested Class B Multijet water meter with ISI mark and weather resistant PP / PE meter box of minimum size 300mm x 200mm x 150mm, but excluding charges for cutting the concrete / tarred / bituminous roads etc, and as per the direction of the departmental officers. (PRICE Code: 100.60.13.6.2) | 6860.55 | no | PRICE Data | Others | Others
Providing 20mm (3/4 inch) house connection with 15mm water meter from existing AC / GI mains up to 125 mm dia., up to a length of 5 m using 25mm ( 3/4 inch ) PE Pipe, PE80, PN16, Conforming to IS 4984: 2016 or later edition and PP PN 16 Compression / GM / Brass specials viz. brass ferrule, brass hexagonal nipple, GM full way wheel valve, bend, MTA, FTA, couplers, GI / MS Service Saddle of suitable size etc. and connecting with the mains, testing the joints etc. complete including trenching and refilling in all kinds of soil up to a depth of 1.50m for main line tracing and trench of average cross section 0.3m x 0.75m for laying connection pipe and service pipe, fixing water meter, lighting, watching, providing caution boards, traffic control etc. complete including hire for tools, cost of consumables and labour charges but excluding cost of pipes and specials, water meter and meter box and excluding charges for cutting the concrete / tarred / bituminous roads etc, and as per the direction of the departmental officers. (PRICE Code: 100.60.13.6.3) | 2398.3 | no | PRICE Data | Others | Others
Providing 15mm (1/2 inch) house connection with 15mm water meter from existing CI mains up to 125 mm dia., up to a length of 5 m using 20mm ( 1/2 inch ) PE Pipe, PE80, PN16, Conforming to IS 4984: 2016 or later edition and PP PN 16 Compression / GM / Brass specials viz. brass ferrule, brass hexagonal nipple, GM full way wheel valve, bend, MTA, FTA, couplers etc. and connecting with the mains, testing the joints etc. complete including trenching and refilling in all kinds of soil up to a depth of 1.50m for main line tracing and trench of average cross section 0.3m x 0.75m for laying connection pipe and service pipe, fixing water meter, lighting, watching, providing caution boards, traffic control etc. complete including cost of materials, hire for tools, cost of consumables and labour charges but excluding cost of water meter and meter box and excluding charges for cutting the concrete / tarred / bituminous roads etc, and as per the direction of the departmental officers. (PRICE Code: 100.60.13.7.1) | 5527.4 | no | PRICE Data | Others | Others
Providing 15mm (1/2 inch) house connection with 15mm water meter from existing CI mains up to 125 mm dia., up to a length of 5 m using 20mm ( 1/2 inch ) PE Pipe, PE80, PN16, Conforming to IS 4984: 2016 or later edition and PP PN 16 Compression / GM / Brass specials viz. brass ferrule, brass hexagonal nipple, GM full way wheel valve, bend, MTA, FTA, couplers etc. and connecting with the mains, testing the joints etc. complete including trenching and refilling in all kinds of soil up to a depth of 1.50m for main line tracing and trench of average cross section 0.3m x 0.75m for laying connection pipe and service pipe, fixing water meter, lighting, watching, providing caution boards, traffic control etc. complete including cost of materials, hire for tools, cost of consumables and labour charges, including the cost of tested Class B Multijet water meter with ISI mark and weather resistant PP / PE meter box of minimum size 300mm x 200mm x 150mm, but excluding charges for cutting the concrete / tarred / bituminous roads etc, and as per the direction of the departmental officers. (PRICE Code: 100.60.13.7.2) | 6834.1 | no | PRICE Data | Others | Others
Providing 15mm (1/2 inch) house connection with 15mm water meter from existing CI mains up to 125 mm dia., up to a length of 5 m using 20mm ( 1/2 inch ) PE Pipe, PE80, PN16, Conforming to IS 4984: 2016 or later edition and PP PN 16 Compression / GM / Brass specials viz. brass ferrule, brass hexagonal nipple, GM full way wheel valve, bend, MTA, FTA, couplers etc. and connecting with the mains, testing the joints etc. complete including trenching and refilling in all kinds of soil up to a depth of 1.50m for main line tracing and trench of average cross section 0.3m x 0.75m for laying connection pipe and service pipe, fixing water meter, lighting, watching, providing caution boards, traffic control etc. complete including hire for tools, cost of consumables and labour charges but excluding cost of pipes and specials, water meter and meter box and excluding charges for cutting the concrete / tarred / bituminous roads etc, and as per the direction of the departmental officers. (PRICE Code: 100.60.13.7.3) | 3290.35 | no | PRICE Data | Others | Others
Providing 20mm (3/4 inch) house connection with 20mm water meter from existing CI mains up to 125 mm dia., up to a length of 5 m using 25mm ( 3/4 inch ) PE Pipe, PE80, PN16, Conforming to IS 4984: 2016 or later edition and PP PN 16 Compression / GM / Brass specials viz. brass ferrule, brass hexagonal nipple, GM full way wheel valve, bend, MTA, FTA, couplers etc. and connecting with the mains, testing the joints etc. complete including trenching and refilling in all kinds of soil up to a depth of 1.50m for main line tracing and trench of average cross section 0.3m x 0.75m for laying connection pipe and service pipe, fixing water meter, lighting, watching, providing caution boards, traffic control etc. complete including cost of materials, hire for tools, cost of consumables and labour charges but excluding cost of water meter and meter box and excluding charges for cutting the concrete / tarred / bituminous roads etc, and as per the direction of the departmental officers. (PRICE Code: 100.60.13.8.1) | 6264.15 | no | PRICE Data | Others | Others
Providing 20mm (3/4 inch) house connection with 20mm water meter from existing CI mains up to 125 mm dia., up to a length of 5 m using 25mm ( 3/4 inch ) PE Pipe, PE80, PN16, Conforming to IS 4984: 2016 or later edition and PP PN 16 Compression / GM / Brass specials viz. brass ferrule, brass hexagonal nipple, GM full way wheel valve, bend, MTA, FTA, couplers etc. and connecting with the mains, testing the joints etc. complete including trenching and refilling in all kinds of soil up to a depth of 1.50m for main line tracing and trench of average cross section 0.3m x 0.75m for laying connection pipe and service pipe, fixing water meter, lighting, watching, providing caution boards, traffic control etc. complete including cost of materials, hire for tools, cost of consumables and labour charges, including the cost of tested Class B Multijet water meter with ISI mark and weather resistant PP / PE meter box of minimum size 300mm x 200mm x 150mm, but excluding charges for cutting the concrete / tarred / bituminous roads etc, and as per the direction of the departmental officers. (PRICE Code: 100.60.13.8.2) | 7981.8 | no | PRICE Data | Others | Others
Providing 20mm (3/4 inch) house connection with 20mm water meter from existing CI mains up to 125 mm dia., up to a length of 5 m using 25mm ( 3/4 inch ) PE Pipe, PE80, PN16, Conforming to IS 4984: 2016 or later edition and PP PN 16 Compression / GM / Brass specials viz. brass ferrule, brass hexagonal nipple, GM full way wheel valve, bend, MTA, FTA, couplers etc. and connecting with the mains, testing the joints etc. complete including trenching and refilling in all kinds of soil up to a depth of 1.50m for main line tracing and trench of average cross section 0.3m x 0.75m for laying connection pipe and service pipe, fixing water meter, lighting, watching, providing caution boards, traffic control etc. complete including hire for tools, cost of consumables and labour charges but excluding cost of pipes and specials, water meter and meter box and excluding charges for cutting the concrete / tarred / bituminous roads etc, and as per the direction of the departmental officers. (PRICE Code: 100.60.13.8.3) | 3313.55 | no | PRICE Data | Others | Others
Providing 20mm (3/4 inch) house connection with 15mm water meter from existing CI mains up to 125 mm dia., up to a length of 5 m using 25mm ( 3/4 inch ) PE Pipe, PE80, PN16, Conforming to IS 4984: 2016 or later edition and PP PN 16 Compression / GM / Brass specials viz. brass ferrule, brass hexagonal nipple, GM full way wheel valve, bend, MTA, FTA, couplers etc. and connecting with the mains, testing the joints etc. complete including trenching and refilling in all kinds of soil up to a depth of 1.50m for main line tracing and trench of average cross section 0.3m x 0.75m for laying connection pipe and service pipe, fixing water meter, lighting, watching, providing caution boards, traffic control etc. complete including cost of materials, hire for tools, cost of consumables and labour charges but excluding cost of water meter and meter box and excluding charges for cutting the concrete / tarred / bituminous roads etc, and as per the direction of the departmental officers. (PRICE Code: 100.60.13.9.1) | 6244.45 | no | PRICE Data | Others | Others
Providing 20mm (3/4 inch) house connection with 15mm water meter from existing CI mains up to 125 mm dia., up to a length of 5 m using 25mm ( 3/4 inch ) PE Pipe, PE80, PN16, Conforming to IS 4984: 2016 or later edition and PP PN 16 Compression / GM / Brass specials viz. brass ferrule, brass hexagonal nipple, GM full way wheel valve, bend, MTA, FTA, couplers etc. and connecting with the mains, testing the joints etc. complete including trenching and refilling in all kinds of soil up to a depth of 1.50m for main line tracing and trench of average cross section 0.3m x 0.75m for laying connection pipe and service pipe, fixing water meter, lighting, watching, providing caution boards, traffic control etc. complete including cost of materials, hire for tools, cost of consumables and labour charges, including the cost of tested Class B Multijet water meter with ISI mark and weather resistant PP / PE meter box of minimum size 300mm x 200mm x 150mm, but excluding charges for cutting the concrete / tarred / bituminous roads etc, and as per the direction of the departmental officers. (PRICE Code: 100.60.13.9.2) | 7551.15 | no | PRICE Data | Others | Others
Providing 20mm (3/4 inch) house connection with 15mm water meter from existing CI mains up to 125 mm dia., up to a length of 5 m using 25mm ( 3/4 inch ) PE Pipe, PE80, PN16, Conforming to IS 4984: 2016 or later edition and PP PN 16 Compression / GM / Brass specials viz. brass ferrule, brass hexagonal nipple, GM full way wheel valve, bend, MTA, FTA, couplers etc. and connecting with the mains, testing the joints etc. complete including trenching and refilling in all kinds of soil up to a depth of 1.50m for main line tracing and trench of average cross section 0.3m x 0.75m for laying connection pipe and service pipe, fixing water meter, lighting, watching, providing caution boards, traffic control etc. complete including hire for tools, cost of consumables and labour charges but excluding cost of pipes and specials, water meter and meter box and excluding charges for cutting the concrete / tarred / bituminous roads etc, and as per the direction of the departmental officers. (PRICE Code: 100.60.13.9.3) | 3313.55 | no | PRICE Data | Others | Others
Providing 15mm (1/2 inch) house connection with 15mm water meter from existing PVC / HDPE mains from 140mm to 200mm dia., up to a length of 5 m using 20mm ( 1/2 inch ) PE Pipe, PE80, PN16, Conforming to IS 4984: 2016 or later edition and PP PN 16 Compression / GM / Brass specials viz. brass ferrule, brass hexagonal nipple, GM full way wheel valve, bend, MTA, FTA, couplers, PVC Service Saddle of suitable size etc. and connecting with the mains, testing the joints etc. complete including trenching and refilling in all kinds of soil up to a depth of 1.50m for main line tracing and trench of average cross section 0.3m x 0.75m for laying connection pipe and service pipe, fixing water meter, lighting, watching, providing caution boards, traffic control etc. complete including cost of materials, hire for tools, cost of consumables and labour charges but excluding cost of water meter and meter box and excluding charges for cutting the concrete / tarred / bituminous roads etc, and as per the direction of the departmental officers. (PRICE Code: 100.60.14.1.1) | 4816.25 | no | PRICE Data | Others | Others
Providing 15mm (1/2 inch) house connection with 15mm water meter from existing PVC / HDPE mains from 140mm to 200mm dia., up to a length of 5 m using 20mm ( 1/2 inch ) PE Pipe, PE80, PN16, Conforming to IS 4984: 2016 or later edition and PP PN 16 Compression / GM / Brass specials viz. brass ferrule, brass hexagonal nipple, GM full way wheel valve, bend, MTA, FTA, couplers, PVC Service Saddle of suitable size etc. and connecting with the mains, testing the joints etc. complete including trenching and refilling in all kinds of soil up to a depth of 1.50m for main line tracing and trench of average cross section 0.3m x 0.75m for laying connection pipe and service pipe, fixing water meter, lighting, watching, providing caution boards, traffic control etc. complete including cost of materials, hire for tools, cost of consumables and labour charges, including the cost of tested Class B Multijet water meter with ISI mark and weather resistant PP / PE meter box of minimum size 300mm x 200mm x 150mm, but excluding charges for cutting the concrete / tarred / bituminous roads etc, and as per the direction of the departmental officers. (PRICE Code: 100.60.14.1.2) | 6122.95 | no | PRICE Data | Others | Others
Providing 15mm (1/2 inch) house connection with 15mm water meter from existing PVC / HDPE mains from 140mm to 200mm dia., up to a length of 5 m using 20mm ( 1/2 inch ) PE Pipe, PE80, PN16, Conforming to IS 4984: 2016 or later edition and PP PN 16 Compression / GM / Brass specials viz. brass ferrule, brass hexagonal nipple, GM full way wheel valve, bend, MTA, FTA, couplers, PVC Service Saddle of suitable size etc. and connecting with the mains, testing the joints etc. complete including trenching and refilling in all kinds of soil up to a depth of 1.50m for main line tracing and trench of average cross section 0.3m x 0.75m for laying connection pipe and service pipe, fixing water meter, lighting, watching, providing caution boards, traffic control etc. complete including hire for tools, cost of consumables and labour charges but excluding cost of pipes and specials, water meter and meter box and excluding charges for cutting the concrete / tarred / bituminous roads etc, and as per the direction of the departmental officers. (PRICE Code: 100.60.14.1.3) | 2375.05 | no | PRICE Data | Others | Others
Providing 20mm (3/4 inch) house connection with 20mm water meter from existing PVC / HDPE mains from 140mm to 200mm dia., up to a length of 5 m using 25mm ( 3/4 inch ) PE Pipe, PE80, PN16, Conforming to IS 4984: 2016 or later edition and PP PN 16 Compression / GM / Brass specials viz. brass ferrule, brass hexagonal nipple, GM full way wheel valve, bend, MTA, FTA, couplers, PVC Service Saddle of suitable size etc. and connecting with the mains, testing the joints etc. complete including trenching and refilling in all kinds of soil up to a depth of 1.50m for main line tracing and trench of average cross section 0.3m x 0.75m for laying connection pipe and service pipe, fixing water meter, lighting, watching, providing caution boards, traffic control etc. complete including cost of materials, hire for tools, cost of consumables and labour charges but excluding cost of water meter and meter box and excluding charges for cutting the concrete / tarred / bituminous roads etc, and as per the direction of the departmental officers. (PRICE Code: 100.60.14.2.1) | 5552.95 | no | PRICE Data | Others | Others
Providing 20mm (3/4 inch) house connection with 20mm water meter from existing PVC / HDPE mains from 140mm to 200mm dia., up to a length of 5 m using 25mm ( 3/4 inch ) PE Pipe, PE80, PN16, Conforming to IS 4984: 2016 or later edition and PP PN 16 Compression / GM / Brass specials viz. brass ferrule, brass hexagonal nipple, GM full way wheel valve, bend, MTA, FTA, couplers, PVC Service Saddle of suitable size etc. and connecting with the mains, testing the joints etc. complete including trenching and refilling in all kinds of soil up to a depth of 1.50m for main line tracing and trench of average cross section 0.3m x 0.75m for laying connection pipe and service pipe, fixing water meter, lighting, watching, providing caution boards, traffic control etc. complete including cost of materials, hire for tools, cost of consumables and labour charges, including the cost of tested Class B Multijet water meter with ISI mark and weather resistant PP / PE meter box of minimum size 300mm x 200mm x 150mm, but excluding charges for cutting the concrete / tarred / bituminous roads etc, and as per the direction of the departmental officers. (PRICE Code: 100.60.14.2.2) | 7270.6 | no | PRICE Data | Others | Others
Providing 20mm (3/4 inch) house connection with 20mm water meter from existing PVC / HDPE mains from 140mm to 200mm dia., up to a length of 5 m using 25mm ( 3/4 inch ) PE Pipe, PE80, PN16, Conforming to IS 4984: 2016 or later edition and PP PN 16 Compression / GM / Brass specials viz. brass ferrule, brass hexagonal nipple, GM full way wheel valve, bend, MTA, FTA, couplers, PVC Service Saddle of suitable size etc. and connecting with the mains, testing the joints etc. complete including trenching and refilling in all kinds of soil up to a depth of 1.50m for main line tracing and trench of average cross section 0.3m x 0.75m for laying connection pipe and service pipe, fixing water meter, lighting, watching, providing caution boards, traffic control etc. complete including hire for tools, cost of consumables and labour charges but excluding cost of pipes and specials, water meter and meter box and excluding charges for cutting the concrete / tarred / bituminous roads etc, and as per the direction of the departmental officers. (PRICE Code: 100.60.14.2.3) | 2398.3 | no | PRICE Data | Others | Others
Providing 20mm (3/4 inch) house connection with 15mm water meter from existing PVC / HDPE mains from 140mm to 200mm dia., up to a length of 5 m using 25mm ( 3/4 inch ) PE Pipe, PE80, PN16, Conforming to IS 4984: 2016 or later edition and PP PN 16 Compression / GM / Brass specials viz. brass ferrule, brass hexagonal nipple, GM full way wheel valve, bend, MTA, FTA, couplers, PVC Service Saddle of suitable size etc. and connecting with the mains, testing the joints etc. complete including trenching and refilling in all kinds of soil up to a depth of 1.50m for main line tracing and trench of average cross section 0.3m x 0.75m for laying connection pipe and service pipe, fixing water meter, lighting, watching, providing caution boards, traffic control etc. complete including cost of materials, hire for tools, cost of consumables and labour charges but excluding cost of water meter and meter box and excluding charges for cutting the concrete / tarred / bituminous roads etc, and as per the direction of the departmental officers. (PRICE Code: 100.60.14.3.1) | 5533.3 | no | PRICE Data | Others | Others
Providing 20mm (3/4 inch) house connection with 15mm water meter from existing PVC / HDPE mains from 140mm to 200mm dia., up to a length of 5 m using 25mm ( 3/4 inch ) PE Pipe, PE80, PN16, Conforming to IS 4984: 2016 or later edition and PP PN 16 Compression / GM / Brass specials viz. brass ferrule, brass hexagonal nipple, GM full way wheel valve, bend, MTA, FTA, couplers, PVC Service Saddle of suitable size etc. and connecting with the mains, testing the joints etc. complete including trenching and refilling in all kinds of soil up to a depth of 1.50m for main line tracing and trench of average cross section 0.3m x 0.75m for laying connection pipe and service pipe, fixing water meter, lighting, watching, providing caution boards, traffic control etc. complete including cost of materials, hire for tools, cost of consumables and labour charges, including the cost of tested Class B Multijet water meter with ISI mark and weather resistant PP / PE meter box of minimum size 300mm x 200mm x 150mm, but excluding charges for cutting the concrete / tarred / bituminous roads etc, and as per the direction of the departmental officers. (PRICE Code: 100.60.14.3.2) | 6840 | no | PRICE Data | Others | Others
Providing 20mm (3/4 inch) house connection with 15mm water meter from existing PVC / HDPE mains from 140mm to 200mm dia., up to a length of 5 m using 25mm ( 3/4 inch ) PE Pipe, PE80, PN16, Conforming to IS 4984: 2016 or later edition and PP PN 16 Compression / GM / Brass specials viz. brass ferrule, brass hexagonal nipple, GM full way wheel valve, bend, MTA, FTA, couplers, PVC Service Saddle of suitable size etc. and connecting with the mains, testing the joints etc. complete including trenching and refilling in all kinds of soil up to a depth of 1.50m for main line tracing and trench of average cross section 0.3m x 0.75m for laying connection pipe and service pipe, fixing water meter, lighting, watching, providing caution boards, traffic control etc. complete including hire for tools, cost of consumables and labour charges but excluding cost of pipes and specials, water meter and meter box and excluding charges for cutting the concrete / tarred / bituminous roads etc, and as per the direction of the departmental officers. (PRICE Code: 100.60.14.3.3) | 2398.3 | no | PRICE Data | Others | Others
Providing 15mm (1/2 inch) house connection with 15mm water meter from existing AC / GI mains from 150mm to 200mm dia., up to a length of 5 m using 20mm ( 1/2 inch ) PE Pipe, PE80, PN16, Conforming to IS 4984: 2016 or later edition and PP PN 16 Compression / GM / Brass specials viz. brass ferrule, brass hexagonal nipple, GM full way wheel valve, bend, MTA, FTA, couplers, GI / MS Service Saddle of suitable size etc. and connecting with the mains, testing the joints etc. complete including trenching and refilling in all kinds of soil up to a depth of 1.50m for main line tracing and trench of average cross section 0.3m x 0.75m for laying connection pipe and service pipe, fixing water meter, lighting, watching, providing caution boards, traffic control etc. complete including cost of materials, hire for tools, cost of consumables and labour charges but excluding cost of water meter and meter box and excluding charges for cutting the concrete / tarred / bituminous roads etc, and as per the direction of the departmental officers. (PRICE Code: 100.60.14.4.1) | 4923.85 | no | PRICE Data | Others | Others
Providing 15mm (1/2 inch) house connection with 15mm water meter from existing AC / GI mains from 150mm to 200mm dia., up to a length of 5 m using 20mm ( 1/2 inch ) PE Pipe, PE80, PN16, Conforming to IS 4984: 2016 or later edition and PP PN 16 Compression / GM / Brass specials viz. brass ferrule, brass hexagonal nipple, GM full way wheel valve, bend, MTA, FTA, couplers, GI / MS Service Saddle of suitable size etc. and connecting with the mains, testing the joints etc. complete including trenching and refilling in all kinds of soil up to a depth of 1.50m for main line tracing and trench of average cross section 0.3m x 0.75m for laying connection pipe and service pipe, fixing water meter, lighting, watching, providing caution boards, traffic control etc. complete including cost of materials, hire for tools, cost of consumables and labour charges, including the cost of tested Class B Multijet water meter with ISI mark and weather resistant PP / PE meter box of minimum size 300mm x 200mm x 150mm, but excluding charges for cutting the concrete / tarred / bituminous roads etc, and as per the direction of the departmental officers. (PRICE Code: 100.60.14.4.2) | 6230.55 | no | PRICE Data | Others | Others
Providing 15mm (1/2 inch) house connection with 15mm water meter from existing AC / GI mains from 150mm to 200mm dia., up to a length of 5 m using 20mm ( 1/2 inch ) PE Pipe, PE80, PN16, Conforming to IS 4984: 2016 or later edition and PP PN 16 Compression / GM / Brass specials viz. brass ferrule, brass hexagonal nipple, GM full way wheel valve, bend, MTA, FTA, couplers, GI / MS Service Saddle of suitable size etc. and connecting with the mains, testing the joints etc. complete including trenching and refilling in all kinds of soil up to a depth of 1.50m for main line tracing and trench of average cross section 0.3m x 0.75m for laying connection pipe and service pipe, fixing water meter, lighting, watching, providing caution boards, traffic control etc. complete including hire for tools, cost of consumables and labour charges but excluding cost of pipes and specials, water meter and meter box and excluding charges for cutting the concrete / tarred / bituminous roads etc, and as per the direction of the departmental officers. (PRICE Code: 100.60.14.4.3) | 2375.05 | no | PRICE Data | Others | Others
Providing 20mm (3/4 inch) house connection with 20mm water meter from existing AC / GI mains from 150mm to 200mm dia., up to a length of 5 m using 25mm ( 3/4 inch ) PE Pipe, PE80, PN16, Conforming to IS 4984: 2016 or later edition and PP PN 16 Compression / GM / Brass specials viz. brass ferrule, brass hexagonal nipple, GM full way wheel valve, bend, MTA, FTA, couplers, GI / MS Service Saddle of suitable size etc. and connecting with the mains, testing the joints etc. complete including trenching and refilling in all kinds of soil up to a depth of 1.50m for main line tracing and trench of average cross section 0.3m x 0.75m for laying connection pipe and service pipe, fixing water meter, lighting, watching, providing caution boards, traffic control etc. complete including cost of materials, hire for tools, cost of consumables and labour charges but excluding cost of water meter and meter box and excluding charges for cutting the concrete / tarred / bituminous roads etc, and as per the direction of the departmental officers. (PRICE Code: 100.60.14.5.1) | 5660.6 | no | PRICE Data | Others | Others
Providing 20mm (3/4 inch) house connection with 20mm water meter from existing AC / GI mains from 150mm to 200mm dia., up to a length of 5 m using 25mm ( 3/4 inch ) PE Pipe, PE80, PN16, Conforming to IS 4984: 2016 or later edition and PP PN 16 Compression / GM / Brass specials viz. brass ferrule, brass hexagonal nipple, GM full way wheel valve, bend, MTA, FTA, couplers, GI / MS Service Saddle of suitable size etc. and connecting with the mains, testing the joints etc. complete including trenching and refilling in all kinds of soil up to a depth of 1.50m for main line tracing and trench of average cross section 0.3m x 0.75m for laying connection pipe and service pipe, fixing water meter, lighting, watching, providing caution boards, traffic control etc. complete including cost of materials, hire for tools, cost of consumables and labour charges, including the cost of tested Class B Multijet water meter with ISI mark and weather resistant PP / PE meter box of minimum size 300mm x 200mm x 150mm, but excluding charges for cutting the concrete / tarred / bituminous roads etc, and as per the direction of the departmental officers. (PRICE Code: 100.60.14.5.2) | 7378.25 | no | PRICE Data | Others | Others
Providing 20mm (3/4 inch) house connection with 20mm water meter from existing AC / GI mains from 150mm to 200mm dia., up to a length of 5 m using 25mm ( 3/4 inch ) PE Pipe, PE80, PN16, Conforming to IS 4984: 2016 or later edition and PP PN 16 Compression / GM / Brass specials viz. brass ferrule, brass hexagonal nipple, GM full way wheel valve, bend, MTA, FTA, couplers, GI / MS Service Saddle of suitable size etc. and connecting with the mains, testing the joints etc. complete including trenching and refilling in all kinds of soil up to a depth of 1.50m for main line tracing and trench of average cross section 0.3m x 0.75m for laying connection pipe and service pipe, fixing water meter, lighting, watching, providing caution boards, traffic control etc. complete including hire for tools, cost of consumables and labour charges but excluding cost of pipes and specials, water meter and meter box and excluding charges for cutting the concrete / tarred / bituminous roads etc, and as per the direction of the departmental officers. (PRICE Code: 100.60.14.5.3) | 2398.3 | no | PRICE Data | Others | Others
Providing 20mm (3/4 inch) house connection with 15mm water meter from existing AC / GI mains from 150mm to 200mm dia., up to a length of 5 m using 25mm ( 3/4 inch ) PE Pipe, PE80, PN16, Conforming to IS 4984: 2016 or later edition and PP PN 16 Compression / GM / Brass specials viz. brass ferrule, brass hexagonal nipple, GM full way wheel valve, bend, MTA, FTA, couplers, GI / MS Service Saddle of suitable size etc. and connecting with the mains, testing the joints etc. complete including trenching and refilling in all kinds of soil up to a depth of 1.50m for main line tracing and trench of average cross section 0.3m x 0.75m for laying connection pipe and service pipe, fixing water meter, lighting, watching, providing caution boards, traffic control etc. complete including cost of materials, hire for tools, cost of consumables and labour charges but excluding cost of water meter and meter box and excluding charges for cutting the concrete / tarred / bituminous roads etc, and as per the direction of the departmental officers. (PRICE Code: 100.60.14.6.1) | 5640.9 | no | PRICE Data | Others | Others
Providing 20mm (3/4 inch) house connection with 15mm water meter from existing AC / GI mains from 150mm to 200mm dia., up to a length of 5 m using 25mm ( 3/4 inch ) PE Pipe, PE80, PN16, Conforming to IS 4984: 2016 or later edition and PP PN 16 Compression / GM / Brass specials viz. brass ferrule, brass hexagonal nipple, GM full way wheel valve, bend, MTA, FTA, couplers, GI / MS Service Saddle of suitable size etc. and connecting with the mains, testing the joints etc. complete including trenching and refilling in all kinds of soil up to a depth of 1.50m for main line tracing and trench of average cross section 0.3m x 0.75m for laying connection pipe and service pipe, fixing water meter, lighting, watching, providing caution boards, traffic control etc. complete including cost of materials, hire for tools, cost of consumables and labour charges, including the cost of tested Class B Multijet water meter with ISI mark and weather resistant PP / PE meter box of minimum size 300mm x 200mm x 150mm, but excluding charges for cutting the concrete / tarred / bituminous roads etc, and as per the direction of the departmental officers. (PRICE Code: 100.60.14.6.2) | 6947.6 | no | PRICE Data | Others | Others
Providing 20mm (3/4 inch) house connection with 15mm water meter from existing AC / GI mains from 150mm to 200mm dia., up to a length of 5 m using 25mm ( 3/4 inch ) PE Pipe, PE80, PN16, Conforming to IS 4984: 2016 or later edition and PP PN 16 Compression / GM / Brass specials viz. brass ferrule, brass hexagonal nipple, GM full way wheel valve, bend, MTA, FTA, couplers, GI / MS Service Saddle of suitable size etc. and connecting with the mains, testing the joints etc. complete including trenching and refilling in all kinds of soil up to a depth of 1.50m for main line tracing and trench of average cross section 0.3m x 0.75m for laying connection pipe and service pipe, fixing water meter, lighting, watching, providing caution boards, traffic control etc. complete including hire for tools, cost of consumables and labour charges but excluding cost of pipes and specials, water meter and meter box and excluding charges for cutting the concrete / tarred / bituminous roads etc, and as per the direction of the departmental officers. (PRICE Code: 100.60.14.6.3) | 2398.3 | no | PRICE Data | Others | Others
Providing 15mm (1/2 inch) house connection with 15mm water meter from existing CI mains from 150mm to 200mm dia., up to a length of 5 m using 20mm ( 1/2 inch ) PE Pipe, PE80, PN16, Conforming to IS 4984: 2016 or later edition and PP PN 16 Compression / GM / Brass specials viz. brass ferrule, brass hexagonal nipple, GM full way wheel valve, bend, MTA, FTA, couplers etc. and connecting with the mains, testing the joints etc. complete including trenching and refilling in all kinds of soil up to a depth of 1.50m for main line tracing and trench of average cross section 0.3m x 0.75m for laying connection pipe and service pipe, fixing water meter, lighting, watching, providing caution boards, traffic control etc. complete including cost of materials, hire for tools, cost of consumables and labour charges but excluding cost of water meter and meter box and excluding charges for cutting the concrete / tarred / bituminous roads etc, and as per the direction of the departmental officers. (PRICE Code: 100.60.14.7.1) | 5741.75 | no | PRICE Data | Others | Others
Providing 15mm (1/2 inch) house connection with 15mm water meter from existing CI mains from 150mm to 200mm dia., up to a length of 5 m using 20mm ( 1/2 inch ) PE Pipe, PE80, PN16, Conforming to IS 4984: 2016 or later edition and PP PN 16 Compression / GM / Brass specials viz. brass ferrule, brass hexagonal nipple, GM full way wheel valve, bend, MTA, FTA, couplers etc. and connecting with the mains, testing the joints etc. complete including trenching and refilling in all kinds of soil up to a depth of 1.50m for main line tracing and trench of average cross section 0.3m x 0.75m for laying connection pipe and service pipe, fixing water meter, lighting, watching, providing caution boards, traffic control etc. complete including cost of materials, hire for tools, cost of consumables and labour charges, including the cost of tested Class B Multijet water meter with ISI mark and weather resistant PP / PE meter box of minimum size 300mm x 200mm x 150mm, but excluding charges for cutting the concrete / tarred / bituminous roads etc, and as per the direction of the departmental officers. (PRICE Code: 100.60.14.7.2) | 7048.4 | no | PRICE Data | Others | Others
Providing 15mm (1/2 inch) house connection with 15mm water meter from existing CI mains from 150mm to 200mm dia., up to a length of 5 m using 20mm ( 1/2 inch ) PE Pipe, PE80, PN16, Conforming to IS 4984: 2016 or later edition and PP PN 16 Compression / GM / Brass specials viz. brass ferrule, brass hexagonal nipple, GM full way wheel valve, bend, MTA, FTA, couplers etc. and connecting with the mains, testing the joints etc. complete including trenching and refilling in all kinds of soil up to a depth of 1.50m for main line tracing and trench of average cross section 0.3m x 0.75m for laying connection pipe and service pipe, fixing water meter, lighting, watching, providing caution boards, traffic control etc. complete including hire for tools, cost of consumables and labour charges but excluding cost of pipes and specials, water meter and meter box and excluding charges for cutting the concrete / tarred / bituminous roads etc, and as per the direction of the departmental officers. (PRICE Code: 100.60.14.7.3) | 3504.6 | no | PRICE Data | Others | Others
Providing 20mm (3/4 inch) house connection with 20mm water meter from existing CI mains from 150mm to 200mm dia., up to a length of 5 m using 25mm ( 3/4 inch ) PE Pipe, PE80, PN16, Conforming to IS 4984: 2016 or later edition and PP PN 16 Compression / GM / Brass specials viz. brass ferrule, brass hexagonal nipple, GM full way wheel valve, bend, MTA, FTA, couplers etc. and connecting with the mains, testing the joints etc. complete including trenching and refilling in all kinds of soil up to a depth of 1.50m for main line tracing and trench of average cross section 0.3m x 0.75m for laying connection pipe and service pipe, fixing water meter, lighting, watching, providing caution boards, traffic control etc. complete including cost of materials, hire for tools, cost of consumables and labour charges but excluding cost of water meter and meter box and excluding charges for cutting the concrete / tarred / bituminous roads etc, and as per the direction of the departmental officers. (PRICE Code: 100.60.14.8.1) | 6478.45 | no | PRICE Data | Others | Others
Providing 20mm (3/4 inch) house connection with 20mm water meter from existing CI mains from 150mm to 200mm dia., up to a length of 5 m using 25mm ( 3/4 inch ) PE Pipe, PE80, PN16, Conforming to IS 4984: 2016 or later edition and PP PN 16 Compression / GM / Brass specials viz. brass ferrule, brass hexagonal nipple, GM full way wheel valve, bend, MTA, FTA, couplers etc. and connecting with the mains, testing the joints etc. complete including trenching and refilling in all kinds of soil up to a depth of 1.50m for main line tracing and trench of average cross section 0.3m x 0.75m for laying connection pipe and service pipe, fixing water meter, lighting, watching, providing caution boards, traffic control etc. complete including cost of materials, hire for tools, cost of consumables and labour charges, including the cost of tested Class B Multijet water meter with ISI mark and weather resistant PP / PE meter box of minimum size 300mm x 200mm x 150mm, but excluding charges for cutting the concrete / tarred / bituminous roads etc, and as per the direction of the departmental officers. (PRICE Code: 100.60.14.8.2) | 8196.1 | no | PRICE Data | Others | Others
Providing 20mm (3/4 inch) house connection with 20mm water meter from existing CI mains from 150mm to 200mm dia., up to a length of 5 m using 25mm ( 3/4 inch ) PE Pipe, PE80, PN16, Conforming to IS 4984: 2016 or later edition and PP PN 16 Compression / GM / Brass specials viz. brass ferrule, brass hexagonal nipple, GM full way wheel valve, bend, MTA, FTA, couplers etc. and connecting with the mains, testing the joints etc. complete including trenching and refilling in all kinds of soil up to a depth of 1.50m for main line tracing and trench of average cross section 0.3m x 0.75m for laying connection pipe and service pipe, fixing water meter, lighting, watching, providing caution boards, traffic control etc. complete including hire for tools, cost of consumables and labour charges but excluding cost of pipes and specials, water meter and meter box and excluding charges for cutting the concrete / tarred / bituminous roads etc, and as per the direction of the departmental officers. (PRICE Code: 100.60.14.8.3) | 3527.85 | no | PRICE Data | Others | Others
Providing 20mm (3/4 inch) house connection with 15mm water meter from existing CI mains from 150mm to 200mm dia., up to a length of 5 m using 25mm ( 3/4 inch ) PE Pipe, PE80, PN16, Conforming to IS 4984: 2016 or later edition and PP PN 16 Compression / GM / Brass specials viz. brass ferrule, brass hexagonal nipple, GM full way wheel valve, bend, MTA, FTA, couplers etc. and connecting with the mains, testing the joints etc. complete including trenching and refilling in all kinds of soil up to a depth of 1.50m for main line tracing and trench of average cross section 0.3m x 0.75m for laying connection pipe and service pipe, fixing water meter, lighting, watching, providing caution boards, traffic control etc. complete including cost of materials, hire for tools, cost of consumables and labour charges but excluding cost of water meter and meter box and excluding charges for cutting the concrete / tarred / bituminous roads etc, and as per the direction of the departmental officers. (PRICE Code: 100.60.14.9.1) | 6458.75 | no | PRICE Data | Others | Others
Providing 20mm (3/4 inch) house connection with 15mm water meter from existing CI mains from 150mm to 200mm dia., up to a length of 5 m using 25mm ( 3/4 inch ) PE Pipe, PE80, PN16, Conforming to IS 4984: 2016 or later edition and PP PN 16 Compression / GM / Brass specials viz. brass ferrule, brass hexagonal nipple, GM full way wheel valve, bend, MTA, FTA, couplers etc. and connecting with the mains, testing the joints etc. complete including trenching and refilling in all kinds of soil up to a depth of 1.50m for main line tracing and trench of average cross section 0.3m x 0.75m for laying connection pipe and service pipe, fixing water meter, lighting, watching, providing caution boards, traffic control etc. complete including cost of materials, hire for tools, cost of consumables and labour charges, including the cost of tested Class B Multijet water meter with ISI mark and weather resistant PP / PE meter box of minimum size 300mm x 200mm x 150mm, but excluding charges for cutting the concrete / tarred / bituminous roads etc, and as per the direction of the departmental officers. (PRICE Code: 100.60.14.9.2) | 7765.45 | no | PRICE Data | Others | Others
Providing 20mm (3/4 inch) house connection with 15mm water meter from existing CI mains from 150mm to 200mm dia., up to a length of 5 m using 25mm ( 3/4 inch ) PE Pipe, PE80, PN16, Conforming to IS 4984: 2016 or later edition and PP PN 16 Compression / GM / Brass specials viz. brass ferrule, brass hexagonal nipple, GM full way wheel valve, bend, MTA, FTA, couplers etc. and connecting with the mains, testing the joints etc. complete including trenching and refilling in all kinds of soil up to a depth of 1.50m for main line tracing and trench of average cross section 0.3m x 0.75m for laying connection pipe and service pipe, fixing water meter, lighting, watching, providing caution boards, traffic control etc. complete including hire for tools, cost of consumables and labour charges but excluding cost of pipes and specials, water meter and meter box and excluding charges for cutting the concrete / tarred / bituminous roads etc, and as per the direction of the departmental officers. (PRICE Code: 100.60.14.9.3) | 3527.85 | no | PRICE Data | Others | Others
Providing additional length of house connection pipe using 20 mm (1/2 inch) PE Pipe, PE80, PN16, Conforming to IS 4984: 2016 or later edition and PN16 specials and testing the joints etc., by trenching and refilling in all kinds of soil with trench of average cross section 0.3m x 0.75m for laying of connection pipe and service pipe, lighting, watching, providing caution boards, traffic control etc., including cost of materials, hire for tools, cost of consumables and labour charges etc. complete, but excluding the cost of cutting of concrete / tarred / bituminous roads etc., and as per the directions of the department officers. (PRICE Code: 100.60.15.1.1) | 134.25 | metre | PRICE Data | Others | Others
Providing additional length of house connection pipe using 20mm (1/2 inch) PE Pipe, PE80, PN16, Conforming to IS 4984: 2016 or later edition and PN16 specials and testing the joints etc., by trenching and refilling in all kinds of soil with trench of average cross section 0.3m x 0.75m for laying of connection pipe and service pipe, lighting, watching, providing caution boards, traffic control etc., hire for tools, cost of consumables and labour charges etc. complete, but excluding the cost of cutting of concrete / tarred / bituminous roads, and excluding cost of materials etc., and as per the directions of the department officers. (PRICE Code: 100.60.15.1.2) | 109.55 | metre | PRICE Data | Others | Others
Providing additional length of house connection pipe using 25 mm (3/4 inch) PE Pipe, PE80, PN16, Conforming to IS 4984: 2016 or later edition and PN 16 specials and testing the joints etc., by trenching and refilling in all kinds of soil with trench of average cross section 0.3m x 0.75m for laying of connection pipe and service pipe, lighting, watching, providing caution boards, traffic control etc., including cost of materials, hire for tools, cost of consumables and labour charges etc. complete, but excluding the cost of cutting of concrete / tarred / bituminous roads etc., and as per the directions of the department officers. (PRICE Code: 100.60.15.2.1) | 149.05 | metre | PRICE Data | Others | Others
Providing additional length of house connection pipe using 25 mm (3/4 inch) PE Pipe, PE80, PN16, Conforming to IS 4984: 2016 or later edition and PN 16 specials and testing the joints etc., by trenching and refilling in all kinds of soil with trench of average cross section 0.3m x 0.75m for laying of connection pipe and service pipe, lighting, watching, providing caution boards, traffic control etc., hire for tools, cost of consumables and labour charges etc. complete, but excluding the cost of cutting of concrete / tarred / bituminous roads, and excluding cost of materials etc., and as per the directions of the department officers. (PRICE Code: 100.60.15.2.2) | 109.55 | metre | PRICE Data | Others | Others
Plugging the existing 20mm (1/2 inch) house connection pipe near boring point using PP PN16 Compression End Cap, during alteration works, including cost of materials and consumables and charges for lighting, watching, providing caution boards etc. complete , including the cost of earthwork excavation in all kinds of soil, but excluding the cost of cutting of concrete / tarred / bituminous roads and as per directions of the department officers. (PRICE Code: 100.60.16.1) | 374.05 | no | PRICE Data | Others | Others
Plugging the existing 25mm (3/4 inch) house connection pipe near boring point using PP PN16 Compression End Cap, during alteration works, including cost of materials and consumables and charges for lighting, watching, providing caution boards etc. complete , including the cost of earthwork excavation in all kinds of soil, but excluding the cost of cutting of concrete / tarred / bituminous roads and as per directions of the department officers. (PRICE Code: 100.60.16.2) | 513.45 | no | PRICE Data | Others | Others
Repair work within 1 m length in 15 mm (1/2 inch) house connections, using 20mm PE Pipe, PE80, PN16, Conforming to IS 4984: 2016 or later edition and PP PN 16 Compression specials, including trenching and refilling in all kinds of soil, hire for tools, cost of consumables and labour charges, cost of materials, including charges for lighting, watching, providing caution boards, traffic control etc. complete, but excluding the cost of cutting of concrete / tarred / bituminous roads and as per the directions of the department officers. (PRICE Code: 100.60.17.1) | 613.35 | no | PRICE Data | Others | Others
Repair work within 1 m length in 20 mm (3/4 inch) house connections, using 25mm PE Pipe, PE80, PN16, Conforming to IS 4984: 2016 or later edition and PP PN 16 Compression specials, including trenching and refilling in all kinds of soil, hire for tools, cost of consumables and labour charges, cost of materials, including charges for lighting, watching, providing caution boards, traffic control etc. complete, but excluding the cost of cutting of concrete / tarred / bituminous roads and as per the directions of the department officers. (PRICE Code: 100.60.17.2) | 692.85 | no | PRICE Data | Others | Others
Repair work for 1m to 2m length in 15 mm (1/2 inch) house connections, using 20mm PE Pipe, PE80, PN16, Conforming to IS 4984: 2016 or later edition and PP PN 16 Compression specials, including trenching and refilling in all kinds of soil, hire for tools, cost of consumables and labour charges, cost of materials, including charges for lighting, watching, providing caution boards, traffic control etc. complete, but excluding the cost of cutting of concrete / tarred / bituminous roads and as per the directions of the department officers. (PRICE Code: 100.60.18.1) | 797.25 | no | PRICE Data | Others | Others
Repair work for 1m to 2m length in 20mm (3/4 inch) house connections, using 25mm PE Pipe, PE80, PN16, Conforming to IS 4984: 2016 or later edition and PP PN 16 Compression specials, including trenching and refilling in all kinds of soil, hire for tools, cost of consumables and labour charges, cost of materials, including charges for lighting, watching, providing caution boards, traffic control etc. complete, but excluding the cost of cutting of concrete / tarred / bituminous roads and as per the directions of the department officers. (PRICE Code: 100.60.18.2) | 886.55 | no | PRICE Data | Others | Others
Replacing the chocked / damaged 15mm (1/2 inch) house connection with 15mm meter from existing mains, up to a length of 5m using 20mm ( 1/2 inch ) PE Pipe, PE80, PN16, Conforming to IS 4984: 2016 or later edition and PP PN 16 Compression / GM / Brass specials viz. brass ferrule, brass hexagonal nipple, GM full way wheel valve, bend, MTA, FTA, couplers etc. and connecting with the mains, testing the joints etc. complete including trenching and refilling in all kinds of soil up to a depth of 1.50m for main line tracing and trench of average cross section 0.3m x 0.75m for laying connection pipe and service pipe, fixing water meter, lighting, watching, providing caution boards, traffic control etc. complete including cost of materials, hire for tools, cost of consumables and labour charges but excluding cost of water meter and meter box and excluding charges for cutting the concrete / tarred / bituminous roads and as per the directions of the department officers. (PRICE Code: 100.60.19.1) | 5052.6 | no | PRICE Data | Others | Others
Replacing the chocked / damaged 20mm (3/4 inch) house connection with 20mm meter from existing mains, up to a length of 5m using 25mm ( 3/4 inch ) PE Pipe, PE80, PN16, Conforming to IS 4984: 2016 or later edition and PP PN 16 Compression / GM / Brass specials viz. brass ferrule, brass hexagonal nipple, GM full way wheel valve, bend, MTA, FTA, couplers etc. and connecting with the mains, testing the joints etc. complete including trenching and refilling in all kinds of soil up to a depth of 1.50m for main line tracing and trench of average cross section 0.3m x 0.75m for laying connection pipe and service pipe, fixing water meter, lighting, watching, providing caution boards, traffic control etc. complete including cost of materials, hire for tools, cost of consumables and labour charges but excluding cost of water meter and meter box and excluding charges for cutting the concrete / tarred / bituminous roads and as per the directions of the department officers. (PRICE Code: 100.60.19.2) | 5707.95 | no | PRICE Data | Others | Others
Replacing the chocked / damaged 20mm (3/4 inch) house connection with 15mm meter from existing mains, up to a length of 5m using 25mm ( 3/4 inch ) PE Pipe, PE80, PN16, Conforming to IS 4984: 2016 or later edition and PP PN 16 Compression / GM / Brass specials viz. brass ferrule, brass hexagonal nipple, GM full way wheel valve, bend, MTA, FTA, couplers etc. and connecting with the mains, testing the joints etc. complete including trenching and refilling in all kinds of soil up to a depth of 1.50m for main line tracing and trench of average cross section 0.3m x 0.75m for laying connection pipe and service pipe, fixing water meter, lighting, watching, providing caution boards, traffic control etc. complete including cost of materials, hire for tools, cost of consumables and labour charges but excluding cost of water meter and meter box and excluding charges for cutting the concrete / tarred / bituminous roads and as per the directions of the department officers. (PRICE Code: 100.60.19.3) | 5924.5 | no | PRICE Data | Others | Others
Dismantling the existing damaged / not working 15mm water meters from the 20mm service line, altering the meter connection to the standard drawing, using 20mm ( 1/2 inch ) PE Pipe, PE80, PN16, Conforming to IS 4984: 2016 or later edition and PP PN 16 Compression / GM / Brass specials viz. GM full way wheel valve, bend etc. and connecting and testing the joints etc. complete, fixing water meter etc. complete including cost of materials, hire and labour charges but excluding cost of water meter and meter box and as per the directions of the department officers. (PRICE Code: 100.60.20.1) | 1921.95 | no | PRICE Data | Others | Others
Dismantling the existing damaged / not working 20mm water meters from the 25mm service line, altering the meter connection to the standard drawing, using 25mm ( 3/4 inch ) PE Pipe, PE80, PN16, Conforming to IS 4984: 2016 or later edition and PP PN 16 Compression / GM / Brass specials viz. GM full way wheel valve, bend etc. and connecting and testing the joints etc. complete, fixing water meter etc. complete including cost of materials, hire and labour charges but excluding cost of water meter and meter box and as per the directions of the department officers. (PRICE Code: 100.60.20.2) | 2330.7 | no | PRICE Data | Others | Others
Dismantling the existing damaged / not working 15mm water meters from the 25mm service line, altering the meter connection to the standard drawing, using 25mm ( 3/4 inch ) PE Pipe, PE80, PN16, Conforming to IS 4984: 2016 or later edition and PP PN 16 Compression / GM / Brass specials viz. GM full way wheel valve, bend etc. and connecting and testing the joints etc. complete, fixing water meter etc. complete including cost of materials, hire and labour charges but excluding cost of water meter and meter box and as per the directions of the department officers. (PRICE Code: 100.60.20.3) | 2311 | no | PRICE Data | Others | Others
Providing 15mm ( 1/2 inch ) GM Air Valve in the water meter assembly for 15mm water connection, using 20mm ( 1/2 inch ) PE Pipe, PE80, PN16, Conforming to IS 4984: 2016 or later edition and PP PN 16 Compression specials including cost of materials, consumables, hire for tools and labour charges etc. complete and as per the directions of the department officers. (PRICE Code: 100.60.21.1.1) | 963.05 | no | PRICE Data | Others | Others
Providing 15mm ( 1/2 inch ) GM Air Valve in the water meter assembly for 15mm water connection, using 20mm ( 1/2 inch ) PE Pipe, PE80, PN16, Conforming to IS 4984: 2016 or later edition and PP PN 16 Compression specials including cost of consumables, hire for tools and labour charges etc., complete but excluding cost of materials and as per the directions of the department officers. (PRICE Code: 100.60.21.1.2) | 80.5 | no | PRICE Data | Others | Others
Providing 20mm ( 3/4 inch ) GM Air Valve in the water meter assembly for 20mm water connection, using 25mm ( 3/4 inch ) PE Pipe, PE80, PN16, Conforming to IS 4984: 2016 or later edition and PP PN 16 Compression specials including cost of materials, consumables, hire for tools and labour charges etc. complete and as per the directions of the department officers. (PRICE Code: 100.60.21.2.1) | 1218.8 | no | PRICE Data | Others | Others
Providing 20mm ( 3/4 inch ) GM Air Valve in the water meter assembly for 20mm water connection, using 25mm ( 3/4 inch ) PE Pipe, PE80, PN16, Conforming to IS 4984: 2016 or later edition and PP PN 16 Compression specials including cost of consumables, hire for tools and labour charges etc., complete but excluding cost of materials and as per the directions of the department officers. (PRICE Code: 100.60.21.2.2) | 82.25 | no | PRICE Data | Others | Others
Providing 15mm ( 1/2 inch ) GM Air Valve in the water meter assembly for 20mm water connection, using 25mm ( 3/4 inch ) PE Pipe, PE80, PN16, Conforming to IS 4984: 2016 or later edition and PP PN 16 Compression specials including cost of materials, consumables, hire for tools and labour charges etc. complete and as per the directions of the department officers. (PRICE Code: 100.60.21.3.1) | 1012.1 | no | PRICE Data | Others | Others
Providing 15mm ( 1/2 inch ) GM Air Valve in the water meter assembly for 20mm water connection, using 25mm ( 3/4 inch ) PE Pipe, PE80, PN16, Conforming to IS 4984: 2016 or later edition and PP PN 16 Compression specials including cost of consumables, hire for tools and labour charges etc., complete but excluding cost of materials and as per the directions of the department officers. (PRICE Code: 100.60.21.3.2) | 79.9 | no | PRICE Data | Others | Others
Providing 20mm ( 1/2 inch ) PVC Air Valve in the water meter assembly for 15mm water connection, using 20mm ( 1/2 inch ) PE Pipe, PE80, PN16, Conforming to IS 4984: 2016 or later edition and PP PN 16 Compression specials including cost of materials, consumables, hire for tools and labour charges etc. complete and as per the directions of the department officers. (PRICE Code: 100.60.21.4.1) | 551.4 | no | PRICE Data | Others | Others
Providing 20mm ( 1/2 inch ) PVC Air Valve in the water meter assembly for 15mm water connection, using 20mm ( 1/2 inch ) PE Pipe, PE80, PN16, Conforming to IS 4984: 2016 or later edition and PP PN 16 Compression specials including cost of consumables, hire for tools and labour charges etc., complete but excluding cost of materials and as per the directions of the department officers. (PRICE Code: 100.60.21.4.2) | 80.5 | no | PRICE Data | Others | Others
Providing 25mm ( 3/4 inch ) PVC Air Valve in the water meter assembly for 20mm water connection, using 25mm ( 3/4 inch ) PE Pipe, PE80, PN16, Conforming to IS 4984: 2016 or later edition and PP PN 16 Compression specials including cost of materials, consumables, hire for tools and labour charges etc. complete and as per the directions of the department officers. (PRICE Code: 100.60.21.5.1) | 757.1 | no | PRICE Data | Others | Others
Providing 25mm ( 3/4 inch ) PVC Air Valve in the water meter assembly for 20mm water connection, using 25mm ( 3/4 inch ) PE Pipe, PE80, PN16, Conforming to IS 4984: 2016 or later edition and PP PN 16 Compression specials including cost of consumables, hire for tools and labour charges etc., complete but excluding cost of materials and as per the directions of the department officers. (PRICE Code: 100.60.21.5.2) | 82.25 | no | PRICE Data | Others | Others
Providing 20mm ( 1/2 inch ) PVC Air Valve in the water meter assembly for 20mm water connection, using 25mm ( 3/4 inch ) PE Pipe, PE80, PN16, Conforming to IS 4984: 2016 or later edition and PP PN 16 Compression specials including cost of materials, consumables, hire for tools and labour charges etc. complete and as per the directions of the department officers. (PRICE Code: 100.60.21.6.1) | 623.35 | no | PRICE Data | Others | Others
Providing 20mm ( 1/2 inch ) PVC Air Valve in the water meter assembly for 20mm water connection, using 25mm ( 3/4 inch ) PE Pipe, PE80, PN16, Conforming to IS 4984: 2016 or later edition and PP PN 16 Compression specials including cost of consumables, hire for tools and labour charges etc., complete but excluding cost of materials and as per the directions of the department officers. (PRICE Code: 100.60.21.6.2) | 82.25 | no | PRICE Data | Others | Others
Providing 15mm ( 1/2 inch ) GM Check Valve in the water meter assembly for 15mm water connection, using 20mm ( 1/2 inch ) PE Pipe, PE80, PN16, Conforming to IS 4984: 2016 or later edition and PP PN 16 Compression specials including cost of materials, consumables, hire for tools and labour charges etc. complete and as per the directions of the department officers. (PRICE Code: 100.60.22.1.1) | 464.4 | no | PRICE Data | Others | Others
Providing 15mm ( 1/2 inch ) GM Check Valve in the water meter assembly for 15mm water connection, using 20mm ( 1/2 inch ) PE Pipe, PE80, PN16, Conforming to IS 4984: 2016 or later edition and PP PN 16 Compression specials including cost of consumables, hire for tools and labour charges etc., complete but excluding cost of materials and as per the directions of the department officers. (PRICE Code: 100.60.22.1.2) | 80.5 | no | PRICE Data | Others | Others
Providing 20mm ( 3/4 inch ) GM Check Valve in the water meter assembly for 20mm water connection, using 25mm ( 3/4 inch ) PE Pipe, PE80, PN16, Conforming to IS 4984: 2016 or later edition and PP PN 16 Compression specials including cost of materials, consumables, hire for tools and labour charges etc. complete and as per the directions of the department officers. (PRICE Code: 100.60.22.2.1) | 623.6 | no | PRICE Data | Others | Others
Providing 20mm ( 3/4 inch ) GM Check Valve in the water meter assembly for 20mm water connection, using 25mm ( 3/4 inch ) PE Pipe, PE80, PN16, Conforming to IS 4984: 2016 or later edition and PP PN 16 Compression specials including cost of consumables, hire for tools and labour charges etc., complete but excluding cost of materials and as per the directions of the department officers. (PRICE Code: 100.60.22.2.2) | 82.25 | no | PRICE Data | Others | Others
Providing 15mm CP Brass Tap in the water meter assembly for 15mm ( 1/2 inch ) water connection, using 20mm ( 1/2 inch ) Indian Standard uPVC Class 6 pipes, uPVC specials and PP PN 16 Compression specials including cost of materials, consumables, hire charges for tools and labour charges etc. complete and as per the direction of departmental officers. (PRICE Code: 100.60.23.1.1) | 853.3 | no | PRICE Data | Others | Others
Providing 15mm CP Brass Tap in the water meter assembly for 15mm ( 1/2 inch ) water connection, using 20mm ( 1/2 inch ) Indian Standard uPVC Class 6 pipes, uPVC specials and PP PN 16 Compression specials including cost of consumables, hire charges for tools and labour charges etc. complete, but excluding cost of materials and as per the direction of departmental officers. (PRICE Code: 100.60.23.1.2) | 315 | no | PRICE Data | Others | Others
Providing 15mm CP Brass Tap in the water meter assembly for 20mm ( 3/4 inch ) water connection, using 25mm ( 3/4 inch ) Indian Standard Class 6 uPVC pipes, uPVC specials and PP PN 16 Compression specials including cost of materials, consumables, hire charges for tools and labour charges etc. complete and as per the direction of departmental officers. (PRICE Code: 100.60.23.2.1) | 993.05 | no | PRICE Data | Others | Others
Providing 15mm CP Brass Tap in the water meter assembly for 20mm ( 3/4 inch ) water connection, using 25mm ( 3/4 inch ) Indian Standard Class 6 uPVC pipes, uPVC specials and PP PN 16 Compression specials including cost of consumables, hire charges for tools and labour charges etc. complete, but excluding cost of materials and as per the direction of departmental officers. (PRICE Code: 100.60.23.2.2) | 317.3 | no | PRICE Data | Others | Others
Providing 15mm PVC Tap in the water meter assembly for 15mm ( 1/2 inch ) water connection, using 20mm ( 1/2 inch ) Indian Standard uPVC Class 6 pipes, uPVC specials and PP PN 16 Compression specials including cost of materials, consumables, hire charges for tools and labour charges etc. complete and as per the direction of departmental officers. (PRICE Code: 100.60.23.3.1) | 552.85 | no | PRICE Data | Others | Others
Providing 15mm PVC Tap in the water meter assembly for 15mm ( 1/2 inch ) water connection, using 20mm ( 1/2 inch ) Indian Standard uPVC Class 6 pipes, uPVC specials and PP PN 16 Compression specials including cost of consumables, hire charges for tools and labour charges etc. complete, but excluding cost of materials and as per the direction of departmental officers. (PRICE Code: 100.60.23.3.2) | 315 | no | PRICE Data | Others | Others
Providing 15mm PVC Tap in the water meter assembly for 20mm ( 3/4 inch ) water connection, using 25mm ( 3/4 inch ) Indian Standard Class 6 uPVC pipes, uPVC specials and PP PN 16 Compression specials including cost of materials, consumables, hire charges for tools and labour charges etc. complete and as per the direction of departmental officers. (PRICE Code: 100.60.23.4.1) | 653.9 | no | PRICE Data | Others | Others
Providing 15mm PVC Tap in the water meter assembly for 20mm ( 3/4 inch ) water connection, using 25mm ( 3/4 inch ) Indian Standard Class 6 uPVC pipes, uPVC specials and PP PN 16 Compression specials including cost of consumables, hire charges for tools and labour charges etc. complete, but excluding cost of materials and as per the direction of departmental officers. (PRICE Code: 100.60.23.4.2) | 317.3 | no | PRICE Data | Others | Others
Supply of Rubber Insertion for 700mm dia Pipe Joints. (PRICE Code: 100.98.1) | 340.05 | each | PRICE Data | Others | Others
Supply of Rubber Insertion for 750mm dia Pipe Joints. (PRICE Code: 100.98.2) | 381.55 | each | PRICE Data | Others | Others
Supply of Rubber Insertion for 800mm dia Pipe Joints. (PRICE Code: 100.98.3) | 426.05 | each | PRICE Data | Others | Others
Supply of Rubber Insertion for 900mm dia Pipe Joints. (PRICE Code: 100.98.4) | 519.95 | each | PRICE Data | Others | Others
Supply of Rubber Insertion for 1000mm dia Pipe Joints. (PRICE Code: 100.98.5) | 623.75 | metre | PRICE Data | Others | Others
Supply of Rubber Insertion for1100mm dia Pipe Joints. (PRICE Code: 100.98.6) | 737.45 | each | PRICE Data | Others | Others
Supply of Rubber Insertion for 1200mm dia Pipe Joints. (PRICE Code: 100.98.7) | 861 | each | PRICE Data | Others | Others
Supply Of Cost of Potable Water (PRICE Code: 100.98.8) | 69.7 | Kilo litre | PRICE Data | Others | Others
Supply of Lead Wool (PRICE Code: 100.98.9) | 247.15 | kg | PRICE Data | Others | Others
Supply of Hemp (PRICE Code: 100.98.10) | 98.85 | kg | PRICE Data | Others | Others
Supply of Rubber Gasket 80mm Dia. (PRICE Code: 100.98.11) | 42.5 | each | PRICE Data | Others | Others
Supply of Rubber Gasket 1100mm Dia. (PRICE Code: 100.98.12) | 1850.5 | each | PRICE Data | Others | Others
Supply of Rubber Gasket 1200mm Dia. (PRICE Code: 100.98.13) | 1992.85 | each | PRICE Data | Others | Others
Supply of Casuarina Pole girth 15cm to 24cm. (PRICE Code: 100.98.14) | 25.7 | metre | PRICE Data | Others | Others
Supply of Red Coloured Flouracent caution tape (PRICE Code: 100.98.15) | 1.5 | metre | PRICE Data | Others | Others
Supply of Coir yarn (PRICE Code: 100.98.16) | 197.7 | kg | PRICE Data | Others | Others
Supply of Empty bag for Earth Filling. (PRICE Code: 100.98.17) | 1.5 | each | PRICE Data | Others | Others
Supply of Quarry Muck (PRICE Code: 100.98.18) | 296.55 | cum | PRICE Data | Others | Others
Supply Bolts and Nuts 27mm dia 120mm long (PRICE Code: 100.98.19) | 68.2 | each | PRICE Data | Others | Others
Supply of Bolts and Nuts 27mm dia 130mm long (PRICE Code: 100.98.20) | 74.15 | each | PRICE Data | Others | Others
Supply of Bolts and Nuts 30mm dia 130mm long (PRICE Code: 100.98.21) | 90.95 | each | PRICE Data | Others | Others
Supply of Bolts and Nuts 33mm dia 140mm long (PRICE Code: 100.98.22) | 119.6 | each | PRICE Data | Others | Others
Supply of PVC Coupling 90mm, 8 kg/cm2 (PRICE Code: 100.98.23) | 61.15 | each | PRICE Data | Others | Others
PVC Coupling 110mm, 8 kg/cm2 (PRICE Code: 100.98.24) | 103.55 | each | PRICE Data | Others | Others
Supply of PVC Coupling 140mm, 8 kg/cm2 (PRICE Code: 100.98.25) | 185.85 | each | PRICE Data | Others | Others
Supply of PVC Coupling 160mm, 8 kg/cm2 (PRICE Code: 100.98.26) | 215.5 | each | PRICE Data | Others | Others
Supply of PVC Coupling 180mm, 8 kg/cm2 (PRICE Code: 100.98.27) | 245.15 | each | PRICE Data | Others | Others
Supply of PVC Coupling 200mm, 8 kg/cm2 (PRICE Code: 100.98.28) | 395.4 | each | PRICE Data | Others | Others
Supply of PVC Coupling 250mm, 8 kg/cm2 (PRICE Code: 100.98.29) | 1037.95 | each | PRICE Data | Others | Others
Supply of PVC Coupling 280mm, 8 kg/cm2 (PRICE Code: 100.98.30) | 1161.5 | each | PRICE Data | Others | Others
Supply of GI Threaded Coupling, 40mm. (PRICE Code: 100.98.31) | 60.2 | each | PRICE Data | Others | Others
Supply of GI Threaded Coupling, 50mm. (PRICE Code: 100.98.32) | 108.75 | each | PRICE Data | Others | Others
Supply of GI Threaded Coupling, 65mm. (PRICE Code: 100.98.33) | 158.15 | each | PRICE Data | Others | Others
Supply of GI Threaded Coupling, 80mm. (PRICE Code: 100.98.34) | 207.6 | each | PRICE Data | Others | Others
Supply of GI Threaded Coupling, 100mm. (PRICE Code: 100.98.35) | 296.55 | each | PRICE Data | Others | Others
Supply of GI Threaded Coupling, 125mm. (PRICE Code: 100.98.36) | 415.15 | each | PRICE Data | Others | Others
Supply of GI Threaded Coupling, 150mm. (PRICE Code: 100.98.37) | 553.6 | each | PRICE Data | Others | Others
Supply of GI Union, 100mm. (PRICE Code: 100.98.38) | 741.4 | each | PRICE Data | Others | Others
Supply of GI Union, 125mm. (PRICE Code: 100.98.39) | 939.1 | each | PRICE Data | Others | Others
Supply of GI Union, 150mm. (PRICE Code: 100.98.40) | 1136.8 | each | PRICE Data | Others | Others
Supply of GI Plug, 20mm. (PRICE Code: 100.98.41) | 16.6 | each | PRICE Data | Others | Others
Supply of GI Socket, 20mm. (PRICE Code: 100.98.42) | 23.85 | each | PRICE Data | Others | Others
Supply of Bamboo. (PRICE Code: 100.98.43) | 346 | each | PRICE Data | Others | Others
Supply of Cost of pebble 2 mm to 6 mm / 6mm to 12mm. (PRICE Code: 100.98.44) | 7611.55 | each | PRICE Data | Others | Others
Supply of Cost of pebble 12 mm to 20 mm. (PRICE Code: 100.98.45) | 7611.55 | cum | PRICE Data | Others | Others
Supply of Cost of pebble 20 mm to 40 mm. (PRICE Code: 100.98.46) | 7611.55 | cum | PRICE Data | Others | Others
Supply of Filter Media Sand (PRICE Code: 100.98.47) | 9885.1 | cum | PRICE Data | Others | Others
Supply of PVC Tap (PRICE Code: 100.98.48) | 75.15 | each | PRICE Data | Others | Others
Supply of Cost of PVC Saddle Piece (Average rate of 200/160/140/110/90/75/ 63/ 50 mm). (PRICE Code: 100.98.49) | 207.6 | each | PRICE Data | Others | Others
Supply of RCC Pipe NP2 Class, 100mm Dia. (PRICE Code: 100.98.50) | 232.3 | metre | PRICE Data | Others | Others
Supply of RCC Pipe NP2 Class, 150mm Dia. (PRICE Code: 100.98.51) | 246.25 | metre | PRICE Data | Others | Others
Supply of RCC Pipe NP2 Class, 200mm Dia. (PRICE Code: 100.98.52) | 537.75 | metre | PRICE Data | Others | Others
Supply of RCC Pipe NP2 Class, 225mm Dia. (PRICE Code: 100.98.53) | 560.5 | metre | PRICE Data | Others | Others
Supply of RCC Pipe NP2 Class, 250mm Dia. (PRICE Code: 100.98.54) | 406.5 | metre | PRICE Data | Others | Others
Supply of RCC Pipe NP2 Class, 300mm Dia. (PRICE Code: 100.98.55) | 516.85 | metre | PRICE Data | Others | Others
Supply of RCC Pipe NP2 Class, 350mm Dia. (PRICE Code: 100.98.56) | 914.35 | metre | PRICE Data | Others | Others
Supply of RCC Pipe NP2 Class, 400mm Dia. (PRICE Code: 100.98.57) | 1046.85 | metre | PRICE Data | Others | Others
Supply of RCC Pipe NP2 Class, 450mm Dia. (PRICE Code: 100.98.58) | 871.1 | metre | PRICE Data | Others | Others
Supply of RCC Pipe NP2 Class, 500mm Dia. (PRICE Code: 100.98.59) | 1074.4 | metre | PRICE Data | Others | Others
Supply of RCC Pipe NP2 Class, 600mm Dia. (PRICE Code: 100.98.60) | 1277.65 | metre | PRICE Data | Others | Others
Supply of RCC Pipe NP2 Class, 700mm Dia. (PRICE Code: 100.98.61) | 1724.85 | metre | PRICE Data | Others | Others
Supply of RCC Pipe NP2 Class, 800mm Dia. (PRICE Code: 100.98.62) | 2090.7 | metre | PRICE Data | Others | Others
Supply of RCC Pipe NP2 Class, 900mm Dia. (PRICE Code: 100.98.63) | 2903.75 | metre | PRICE Data | Others | Others
Supply of RCC Pipe NP2 Class, 1000mm Dia. (PRICE Code: 100.98.64) | 3368.35 | metre | PRICE Data | Others | Others
Supply of RCC Pipe NP2 Class, 1200mm Dia. (PRICE Code: 100.98.65) | 4076.85 | metre | PRICE Data | Others | Others
Supply of RCC Flush Pipe NP3 Class, 100mm Dia. (PRICE Code: 100.98.66) | 407.25 | metre | PRICE Data | Others | Others
Supply of RCC Flush Pipe NP3 Class, 150mm Dia. (PRICE Code: 100.98.67) | 506.1 | metre | PRICE Data | Others | Others
Supply of RCC Flush Pipe NP3 Class, 200mm Dia. (PRICE Code: 100.98.68) | 750.3 | metre | PRICE Data | Others | Others
Supply of RCC Flush Pipe NP3 Class, 225mm Dia. (PRICE Code: 100.98.69) | 858.05 | metre | PRICE Data | Others | Others
Supply of RCC Flush Pipe NP3 Class, 250mm Dia. (PRICE Code: 100.98.70) | 752.25 | metre | PRICE Data | Others | Others
Supply of RCC Flush Pipe NP3 Class, 300mm Dia. (PRICE Code: 100.98.71) | 1027.05 | metre | PRICE Data | Others | Others
Supply of RCC Flush Pipe NP3 Class, 350mm Dia. (PRICE Code: 100.98.72) | 1795.15 | metre | PRICE Data | Others | Others
Supply of RCC Flush Pipe NP3 Class, 400mm Dia. (PRICE Code: 100.98.73) | 2018.55 | metre | PRICE Data | Others | Others
Supply of RCC Flush Pipe NP3 Class, 450mm Dia. (PRICE Code: 100.98.74) | 2238 | metre | PRICE Data | Others | Others
Supply of RCC Flush Pipe NP3 Class, 500mm Dia. (PRICE Code: 100.98.75) | 2569.15 | metre | PRICE Data | Others | Others
Supply of RCC Flush Pipe NP3 Class, 600mm Dia. (PRICE Code: 100.98.76) | 3411.35 | metre | PRICE Data | Others | Others
Supply of RCC Flush Pipe NP3 Class, 700mm Dia. (PRICE Code: 100.98.77) | 4001.5 | metre | PRICE Data | Others | Others
Supply of RCC Flush Pipe NP3 Class, 800mm Dia. (PRICE Code: 100.98.78) | 5144.2 | metre | PRICE Data | Others | Others
Supply of RCC Flush Pipe NP3 Class, 900mm Dia. (PRICE Code: 100.98.79) | 5395.3 | metre | PRICE Data | Others | Others
Supply of RCC Flush Pipe NP3 Class, 1000mm Dia. (PRICE Code: 100.98.80) | 6581.5 | metre | PRICE Data | Others | Others
Supply RCC Flush Pipe NP3 Class, 1200mm Dia. (PRICE Code: 100.98.81) | 8905.5 | metre | PRICE Data | Others | Others
Supply of RCC S&S Pipe NP3 Class, 100mm Dia. (PRICE Code: 100.98.82) | 448.8 | metre | PRICE Data | Others | Others
Supply of RCC S&S Pipe NP3 Class, 150mm Dia. (PRICE Code: 100.98.83) | 593.1 | metre | PRICE Data | Others | Others
Supply of RCC S&S Pipe NP3 Class, 200mm Dia. (PRICE Code: 100.98.84) | 857.05 | metre | PRICE Data | Others | Others
Supply of RCC S&S Pipe NP3 Class, 225mm Dia. (PRICE Code: 100.98.85) | 891.65 | metre | PRICE Data | Others | Others
Supply of RCC S&S Pipe NP3 Class, 250mm Dia. (PRICE Code: 100.98.86) | 926.25 | metre | PRICE Data | Others | Others
Supply of RCC S&S Pipe NP3 Class, 300mm Dia. (PRICE Code: 100.98.87) | 1206 | metre | PRICE Data | Others | Others
Supply of RCC S&S Pipe NP3 Class, 350mm Dia. (PRICE Code: 100.98.88) | 2025.45 | metre | PRICE Data | Others | Others
Supply of RCC S&S Pipe NP3 Class, 400mm Dia. (PRICE Code: 100.98.89) | 2300.25 | metre | PRICE Data | Others | Others
Supply of RCC S&S Pipe NP3 Class, 450mm Dia. (PRICE Code: 100.98.90) | 1737.6 | metre | PRICE Data | Others | Others
Supply of RCC S&S Pipe NP3 Class, 500mm Dia. (PRICE Code: 100.98.91) | 3058.45 | metre | PRICE Data | Others | Others
Supply of RCC S&S Pipe NP3 Class, 600mm Dia. (PRICE Code: 100.98.92) | 2317.2 | metre | PRICE Data | Others | Others
Supply of RCC S&S Pipe NP3 Class, 700mm Dia. (PRICE Code: 100.98.93) | 4936.6 | metre | PRICE Data | Others | Others
Supply of RCC S&S Pipe NP3 Class, 800mm Dia. (PRICE Code: 100.98.94) | 5436.8 | metre | PRICE Data | Others | Others
Supply of RCC S&S Pipe NP3 Class, 900mm Dia. (PRICE Code: 100.98.95) | 3658.75 | metre | PRICE Data | Others | Others
Supply of RCC S&S Pipe NP3 Class, 1000mm Dia. (PRICE Code: 100.98.96) | 4512.45 | metre | PRICE Data | Others | Others
Supply of RCC S&S Pipe NP3 Class, 1200mm Dia. (PRICE Code: 100.98.97) | 5853.95 | metre | PRICE Data | Others | Others
Supply of SW Pipe 200mm, 0.6m long. (PRICE Code: 100.98.98) | 371.7 | each | PRICE Data | Others | Others
Supply of SW Pipe 250mm, 0.6m long. (PRICE Code: 100.98.99) | 615.55 | each | PRICE Data | Others | Others
Supply of SW Pipe 300mm, 0.6m long. (PRICE Code: 100.98.100) | 555.2 | each | PRICE Data | Others | Others
Supply of DI K7 Pipe Conforming to IS 8329/2000, 100mm Dia. (PRICE Code: 100.98.101) | 929.2 | metre | PRICE Data | Others | Others
Supply of DI K7 Pipe Conforming to IS 8329/2000, 150mm Dia. (PRICE Code: 100.98.102) | 1324.1 | metre | PRICE Data | Others | Others
Supply of DI K7 Pipe Conforming to IS 8329/2000, 200mm Dia. (PRICE Code: 100.98.103) | 1626.1 | metre | PRICE Data | Others | Others
Supply of DI K7 Pipe Conforming to IS 8329/2000, 250mm Dia. (PRICE Code: 100.98.104) | 2090.7 | metre | PRICE Data | Others | Others
Supply of DI K7 Pipe Conforming to IS 8329/2000, 300mm Dia. (PRICE Code: 100.98.105) | 2613.4 | metre | PRICE Data | Others | Others
Supply of DI K7 Pipe Conforming to IS 8329/2000, 350mm Dia. (PRICE Code: 100.98.106) | 3078 | metre | PRICE Data | Others | Others
Supply of DI K7 Pipe Conforming to IS 8329/2000, 400mm Dia. (PRICE Code: 100.98.107) | 3687.75 | metre | PRICE Data | Others | Others
DI K7 Pipe Conforming to IS 8329/2000, 450mm Dia. (PRICE Code: 100.98.108) | 4474.1 | metre | PRICE Data | Others | Others
Supply of DI K7 Pipe Conforming to IS 8329/2000, 500mm Dia. (PRICE Code: 100.98.109) | 5052.5 | metre | PRICE Data | Others | Others
Supply of DI K7 Pipe Conforming to IS 8329/2000, 600mm Dia. (PRICE Code: 100.98.110) | 6504.4 | metre | PRICE Data | Others | Others
Supply of DI K7 Pipe Conforming to IS 8329/2000, 700mm Dia. (PRICE Code: 100.98.111) | 8478.95 | metre | PRICE Data | Others | Others
Supply of DI K7 Pipe Conforming to IS 8329/2000, 800mm Dia. (PRICE Code: 100.98.112) | 10569.65 | metre | PRICE Data | Others | Others
Supply of DI K7 Pipe Conforming to IS 8329/2000, 900mm Dia. (PRICE Code: 100.98.113) | 13705.7 | metre | PRICE Data | Others | Others
Supply of DI K7 Pipe Conforming to IS 8329/2000, 1000mm Dia. (PRICE Code: 100.98.114) | 14286.45 | metre | PRICE Data | Others | Others
Supply of DI K9 Pipe Conforming to IS 8329/2000, 100mm Dia. (PRICE Code: 100.98.115) | 888.55 | metre | PRICE Data | Others | Others
Supply of DI K9 Pipe Conforming to IS 8329/2000, 150mm Dia. (PRICE Code: 100.98.116) | 1335.7 | metre | PRICE Data | Others | Others
Supply of DI K9 Pipe Conforming to IS 8329/2000, 200mm Dia. (PRICE Code: 100.98.117) | 1829.35 | metre | PRICE Data | Others | Others
Supply of DI K9 Pipe Conforming to IS 8329/2000, 250mm Dia. (PRICE Code: 100.98.118) | 2555.3 | metre | PRICE Data | Others | Others
Supply of DI K9 Pipe Conforming to IS 8329/2000, 300mm Dia. (PRICE Code: 100.98.119) | 3194.1 | metre | PRICE Data | Others | Others
Supply of DI K9 Pipe Conforming to IS 8329/2000, 350mm Dia. (PRICE Code: 100.98.120) | 3891 | metre | PRICE Data | Others | Others
Supply of DI K9 Pipe Conforming to IS 8329/2000, 400mm Dia. (PRICE Code: 100.98.121) | 4994.45 | metre | PRICE Data | Others | Others
Supply of DI K9 Pipe Conforming to IS 8329/2000, 450mm Dia. (PRICE Code: 100.98.122) | 5807.5 | metre | PRICE Data | Others | Others
Supply of DI K9 Pipe Conforming to IS 8329/2000, 500mm Dia. (PRICE Code: 100.98.123) | 7282.6 | metre | PRICE Data | Others | Others
Supply of DI K9 Pipe Conforming to IS 8329/2000, 600mm Dia. (PRICE Code: 100.98.124) | 8780.95 | metre | PRICE Data | Others | Others
Supply of DI K9 Pipe Conforming to IS 8329/2000, 700mm Dia. (PRICE Code: 100.98.125) | 12195.75 | metre | PRICE Data | Others | Others
Supply of DI K9 Pipe Conforming to IS 8329/2000, 750mm Dia. (PRICE Code: 100.98.126) | 13183.05 | metre | PRICE Data | Others | Others
Supply of DI K9 Pipe Conforming to IS 8329/2000, 800mm Dia. (PRICE Code: 100.98.127) | 13299.15 | metre | PRICE Data | Others | Others
Supply of DI K9 Pipe Conforming to IS 8329/2000, 900mm Dia. (PRICE Code: 100.98.128) | 16144.85 | metre | PRICE Data | Others | Others
Supply of DI K9 Pipe Conforming to IS 8329/2000, 1000mm Dia. (PRICE Code: 100.98.129) | 18061.3 | metre | PRICE Data | Others | Others
Supply of DI K9 Pipe Conforming to IS 8329/2000, 1100mm Dia. (PRICE Code: 100.98.130) | 36243.7 | metre | PRICE Data | Others | Others
Supply of PE Pipe, PE100, PN8, 50mm dia, conforming to IS 4984/2016 (PRICE Code: 100.98.131) | 73.75 | metre | PRICE Data | Others | Others
Supply of PE Pipe, PE100, PN8, 63mm dia, conforming to IS 4984/2016. (PRICE Code: 100.98.132) | 103.2 | metre | PRICE Data | Others | Others
Supply of PE Pipe, PE100, PN8, 75mm dia, conforming to IS 4984/2016. (PRICE Code: 100.98.133) | 150.4 | metre | PRICE Data | Others | Others
Supply of PE Pipe, PE100, PN8, 90mm dia, conforming to IS 4984/2016. (PRICE Code: 100.98.134) | 212.55 | metre | PRICE Data | Others | Others
Supply of PE Pipe, PE100, PN8, 110mm dia, conforming to IS 4984/2016 (PRICE Code: 100.98.135) | 316.4 | metre | PRICE Data | Others | Others
Supply of PE Pipe, PE100, PN8, 125mm dia, conforming to IS 4984/2016. (PRICE Code: 100.98.136) | 419 | metre | PRICE Data | Others | Others
Supply of PE Pipe, PE100, PN8, 140mm dia, conforming to IS 4984/2016 (PRICE Code: 100.98.137) | 525.25 | metre | PRICE Data | Others | Others
Supply of PE Pipe, PE100, PN8, 160mm dia, conforming to IS 4984/2016. (PRICE Code: 100.98.138) | 689.2 | metre | PRICE Data | Others | Others
Supply of PE Pipe, PE100, PN8, 180mm dia, conforming to IS 4984/2016. (PRICE Code: 100.98.139) | 865.3 | metre | PRICE Data | Others | Others
Supply of PE Pipe, PE100, PN8, 200mm dia, conforming to IS 4984/2016. (PRICE Code: 100.98.140) | 1068.75 | metre | PRICE Data | Others | Others
Supply of PE Pipe, PE100, PN8, 225mm dia, conforming to IS 4984/2016. (PRICE Code: 100.98.141) | 1349.55 | metre | PRICE Data | Others | Others
Supply of PE Pipe, PE100, PN8, 250mm dia, conforming to IS 4984/2016. (PRICE Code: 100.98.142) | 1660.8 | metre | PRICE Data | Others | Others
Supply of PE Pipe, PE100, PN8, 280mm dia, conforming to IS 4984/2016. (PRICE Code: 100.98.143) | 2087.35 | metre | PRICE Data | Others | Others
Supply of PE Pipe, PE100, PN8, 315mm dia, conforming to IS 4984/2016. (PRICE Code: 100.98.144) | 2644.5 | metre | PRICE Data | Others | Others
Supply of PE Pipe, PE100, PN8, 355mm dia, conforming to IS 4984/2016. (PRICE Code: 100.98.145) | 3475.45 | metre | PRICE Data | Others | Others
Supply of PE Pipe, PE100, PN8, 400mm dia, conforming to IS 4984/2016. (PRICE Code: 100.98.146) | 4422.7 | metre | PRICE Data | Others | Others
Supply of PE Pipe, PE100, PN8, 450mm dia, conforming to IS 4984/2016. (PRICE Code: 100.98.147) | 6779.85 | metre | PRICE Data | Others | Others
Supply of PE Pipe, PE100, PN8, 500mm dia, conforming to IS 4984/2016. (PRICE Code: 100.98.148) | 8636.85 | metre | PRICE Data | Others | Others
Supply of PE Pipe, PE100, PN8, 560mm dia, conforming to IS 4984/2016. (PRICE Code: 100.98.149) | 10812.75 | metre | PRICE Data | Others | Others
Supply of PE Pipe, PE100, PN8, 630mm dia, conforming to IS 4984/2016. (PRICE Code: 100.98.150) | 13672.05 | metre | PRICE Data | Others | Others
Supply of PE Pipe, PE100, PN10, 50mm dia, conforming to IS 4984/2016. (PRICE Code: 100.98.151) | 89.95 | metre | PRICE Data | Others | Others
Supply of PE Pipe, PE100, PN10, 63mm dia, conforming to IS 4984/2016. (PRICE Code: 100.98.152) | 128.3 | metre | PRICE Data | Others | Others
Supply of PE Pipe, PE100, PN10, 75mm dia, conforming to IS 4984/2016. (PRICE Code: 100.98.153) | 182.85 | metre | PRICE Data | Others | Others
Supply of PE Pipe, PE100, PN10, 90mm dia, conforming to IS 4984/2016. (PRICE Code: 100.98.154) | 264.6 | metre | PRICE Data | Others | Others
Supply of PE Pipe, PE100, PN10, 110mm dia, conforming to IS 4984/2016. (PRICE Code: 100.98.155) | 385.55 | metre | PRICE Data | Others | Others
Supply of PE Pipe, PE100, PN10, 125mm dia, conforming to IS 4984/2016. (PRICE Code: 100.98.156) | 511.6 | metre | PRICE Data | Others | Others
Supply of PE Pipe, PE100, PN10, 140mm dia, conforming to IS 4984/2016. (PRICE Code: 100.98.157) | 642.15 | metre | PRICE Data | Others | Others
Supply of PE Pipe, PE100, PN10, 160mm dia, conforming to IS 4984/2016. (PRICE Code: 100.98.158) | 841 | metre | PRICE Data | Others | Others
Supply of PE Pipe, PE100, PN10, 180mm dia, conforming to IS 4984/2016. (PRICE Code: 100.98.159) | 1064.2 | metre | PRICE Data | Others | Others
Supply of PE Pipe, PE100, PN10, 200mm dia, conforming to IS 4984/2016. (PRICE Code: 100.98.160) | 1308.6 | metre | PRICE Data | Others | Others
Supply of PE Pipe, PE100, PN10, 225mm dia, conforming to IS 4984/2016. (PRICE Code: 100.98.161) | 1659.25 | metre | PRICE Data | Others | Others
Supply of PE Pipe, PE100, PN10, 250mm dia, conforming to IS 4984/2016. (PRICE Code: 100.98.162) | 2038.8 | metre | PRICE Data | Others | Others
Supply of PE Pipe, PE100, PN10, 280mm dia, conforming to IS 4984/2016. (PRICE Code: 100.98.163) | 2561 | metre | PRICE Data | Others | Others
Supply of PE Pipe, PE100, PN10, 315mm dia, conforming to IS 4984/2016. (PRICE Code: 100.98.164) | 3239.6 | metre | PRICE Data | Others | Others
Supply of PE Pipe, PE100, PN10, 355mm dia, conforming to IS 4984/2016. (PRICE Code: 100.98.165) | 4265.05 | metre | PRICE Data | Others | Others
Supply of PE Pipe, PE100, PN10, 400mm dia, conforming to IS 4984/2016. (PRICE Code: 100.98.166) | 5434.6 | metre | PRICE Data | Others | Others
Supply of PE Pipe, PE100, PN10, 450mm dia, conforming to IS 4984/2016. (PRICE Code: 100.98.167) | 8265.5 | metre | PRICE Data | Others | Others
Supply of PE Pipe, PE100, PN10, 500mm dia, conforming to IS 4984/2016. (PRICE Code: 100.98.168) | 10521.85 | metre | PRICE Data | Others | Others
Supply of PE Pipe, PE100, PN10, 560mm dia, conforming to IS 4984/2016. (PRICE Code: 100.98.169) | 13186.35 | metre | PRICE Data | Others | Others
Supply of PE Pipe, PE100, PN10, 630mm dia, conforming to IS 4984/2016. (PRICE Code: 100.98.170) | 16700.75 | metre | PRICE Data | Others | Others
Supply of PE Pipe, PE100, PN12.5, 50mm dia, conforming to IS 4984/2016. (PRICE Code: 100.98.171) | 109.1 | metre | PRICE Data | Others | Others
Supply of PE Pipe, PE100, PN12.5, 63mm dia, conforming to IS 4984/2016. (PRICE Code: 100.98.172) | 154.8 | metre | PRICE Data | Others | Others
Supply of PE Pipe, PE100, PN12.5, 75mm dia, conforming to IS 4984/2016. (PRICE Code: 100.98.173) | 219.7 | metre | PRICE Data | Others | Others
Supply of PE Pipe, PE100, PN12.5, 90mm dia, conforming to IS 4984/2016. (PRICE Code: 100.98.174) | 315.15 | metre | PRICE Data | Others | Others
Supply of PE Pipe, PE100, PN12.5, 110mm dia, conforming to IS 4984/2016. (PRICE Code: 100.98.175) | 465.05 | metre | PRICE Data | Others | Others
Supply of PE Pipe, PE100, PN12.5, 125mm dia, conforming to IS 4984/2016. (PRICE Code: 100.98.176) | 622.4 | metre | PRICE Data | Others | Others
Supply of PE Pipe, PE100, PN12.5, 140mm dia, conforming to IS 4984/2016. (PRICE Code: 100.98.177) | 781.8 | metre | PRICE Data | Others | Others
Supply of PE Pipe, PE100, PN12.5, 160mm dia, conforming to IS 4984/2016. (PRICE Code: 100.98.178) | 1018.65 | metre | PRICE Data | Others | Others
Supply of PE Pipe, PE100, PN12.5, 180mm dia, conforming to IS 4984/2016. (PRICE Code: 100.98.179) | 1285.8 | metre | PRICE Data | Others | Others
Supply of PE Pipe, PE100, PN12.5, 200mm dia, conforming to IS 4984/2016. (PRICE Code: 100.98.180) | 1584.9 | metre | PRICE Data | Others | Others
Supply of PE Pipe, PE100, PN12.5, 225mm dia, conforming to IS 4984/2016. (PRICE Code: 100.98.181) | 2006.9 | metre | PRICE Data | Others | Others
Supply of PE Pipe, PE100, PN12.5, 250mm dia, conforming to IS 4984/2016. (PRICE Code: 100.98.182) | 2477.5 | metre | PRICE Data | Others | Others
Supply of PE Pipe, PE100, PN12.5, 280mm dia, conforming to IS 4984/2016. (PRICE Code: 100.98.183) | 3104.5 | metre | PRICE Data | Others | Others
Supply of PE Pipe, PE100, PN12.5, 315mm dia, conforming to IS 4984/2016 (PRICE Code: 100.98.184) | 3928.8 | metre | PRICE Data | Others | Others
Supply of PE Pipe, PE100, PN12.5, 355mm dia, conforming to IS 4984/2016. (PRICE Code: 100.98.185) | 5169.8 | metre | PRICE Data | Others | Others
Supply of PE Pipe, PE100, PN12.5, 400mm dia, conforming to IS 4984/2016. (PRICE Code: 100.98.186) | 6563.1 | metre | PRICE Data | Others | Others
Supply of PE Pipe, PE100, PN12.5, 450mm dia, conforming to IS 4984/2016. (PRICE Code: 100.98.187) | 10011.4 | metre | PRICE Data | Others | Others
Supply of PE Pipe, PE100, PN12.5, 500mm dia, conforming to IS 4984/2016. (PRICE Code: 100.98.188) | 12751.5 | metre | PRICE Data | Others | Others
Supply of PE Pipe, PE100, PN12.5, 560mm dia, conforming to IS 4984/2016. (PRICE Code: 100.98.189) | 15970.95 | metre | PRICE Data | Others | Others
Supply of PE Pipe, PE100, PN12.5, 630mm dia, conforming to IS 4984/2016. (PRICE Code: 100.98.190) | 20217 | metre | PRICE Data | Others | Others
Supply of PE Pipe, PE100, PN16, 50mm dia, conforming to IS 4984/2016 (PRICE Code: 100.98.191) | 128.3 | metre | PRICE Data | Others | Others
Supply of PE Pipe, PE100, PN16, 63mm dia, conforming to IS 4984/2016. (PRICE Code: 100.98.192) | 182.85 | metre | PRICE Data | Others | Others
Supply of PE Pipe, PE100, PN16, 75mm dia, conforming to IS 4984/2016. (PRICE Code: 100.98.193) | 261 | metre | PRICE Data | Others | Others
Supply of PE Pipe, PE100, PN16, 90mm dia, conforming to IS 4984/2016. (PRICE Code: 100.98.194) | 376.1 | metre | PRICE Data | Others | Others
Supply of PE Pipe, PE100, PN16, 110mm dia, conforming to IS 4984/2016. (PRICE Code: 100.98.195) | 557.75 | metre | PRICE Data | Others | Others
Supply of PE Pipe, PE100, PN16, 125mm dia, conforming to IS 4984/2016. (PRICE Code: 100.98.196) | 739.3 | metre | PRICE Data | Others | Others
Supply of PE Pipe, PE100, PN16, 140mm dia, conforming to IS 4984/2016. (PRICE Code: 100.98.197) | 930.6 | metre | PRICE Data | Others | Others
Supply of PE Pipe, PE100, PN16, 160mm dia, conforming to IS 4984/2016. (PRICE Code: 100.98.198) | 1212.95 | metre | PRICE Data | Others | Others
Supply of PE Pipe, PE100, PN16, 180mm dia, conforming to IS 4984/2016. (PRICE Code: 100.98.199) | 1531.75 | metre | PRICE Data | Others | Others
Supply of PE Pipe, PE100, PN16, 200mm dia, conforming to IS 4984/2016. (PRICE Code: 100.98.200) | 1894.55 | metre | PRICE Data | Others | Others
Supply of PE Pipe, PE100, PN16, 225mm dia, conforming to IS 4984/2016. (PRICE Code: 100.98.201) | 2386.4 | metre | PRICE Data | Others | Others
Supply of PE Pipe, PE100, PN16, 250mm dia, conforming to IS 4984/2016. (PRICE Code: 100.98.202) | 2949.6 | metre | PRICE Data | Others | Others
Supply of PE Pipe, PE100, PN16, 280mm dia, conforming to IS 4984/2016. (PRICE Code: 100.98.203) | 3704.1 | metre | PRICE Data | Others | Others
Supply of PE Pipe, PE100, PN16, 315mm dia, conforming to IS 4984/2016. (PRICE Code: 100.98.204) | 4677.2 | metre | PRICE Data | Others | Others
Supply of PE Pipe, PE100, PN16, 355mm dia, conforming to IS 4984/2016. (PRICE Code: 100.98.205) | 6176.95 | metre | PRICE Data | Others | Others
Supply of PE Pipe, PE100, PN16, 400mm dia, conforming to IS 4984/2016. (PRICE Code: 100.98.206) | 7839.8 | metre | PRICE Data | Others | Others
Supply of PE Pipe, PE100, PN16, 450mm dia, conforming to IS 4984/2016. (PRICE Code: 100.98.207) | 11947.8 | metre | PRICE Data | Others | Others
Supply of PE Pipe, PE100, PN16, 500mm dia, conforming to IS 4984/2016. (PRICE Code: 100.98.208) | 15211.15 | metre | PRICE Data | Others | Others
Supply of uPVC Pipe, IS 4985: 2000 , 6kg/cm2, 40mm Dia. (PRICE Code: 100.98.209) | 47.15 | metre | PRICE Data | Others | Others
Supply of uPVC Pipe, IS 4985: 2000 , 6kg/cm2, 50mm Dia. (PRICE Code: 100.98.210) | 69.9 | metre | PRICE Data | Others | Others
Supply of uPVC Pipe, IS 4985: 2000 , 6kg/cm2, 63mm Dia.. (PRICE Code: 100.98.211) | 111.8 | metre | PRICE Data | Others | Others
Supply of uPVC Pipe, IS 4985: 2000 , 6kg/cm2, 75mm Dia.. (PRICE Code: 100.98.212) | 157.25 | metre | PRICE Data | Others | Others
Supply of uPVC Pipe, IS 4985: 2000 , 6kg/cm2, 90mm Dia. (PRICE Code: 100.98.213) | 230.6 | metre | PRICE Data | Others | Others
Supply of uPVC Pipe, IS 4985: 2000 , 6kg/cm2, 110mm Dia. (PRICE Code: 100.98.214) | 331.95 | metre | PRICE Data | Others | Others
Supply of uPVC Pipe, IS 4985: 2000 , 6kg/cm2, 140mm Dia. (PRICE Code: 100.98.215) | 551.7 | metre | PRICE Data | Others | Others
Supply of uPVC Pipe, IS 4985: 2000 , 6kg/cm2, 160mm Dia. (PRICE Code: 100.98.216) | 712.8 | metre | PRICE Data | Others | Others
Supply of uPVC Pipe, IS 4985: 2000 , 6kg/cm2, 200mm Dia. (PRICE Code: 100.98.217) | 1107.65 | metre | PRICE Data | Others | Others
Supply of uPVC Pipe, IS 4985: 2000 , 8kg/cm2, 32mm Dia. (PRICE Code: 100.98.218) | 33.2 | metre | PRICE Data | Others | Others
Supply of uPVC Pipe, IS 4985: 2000 , 8kg/cm2, 40mm Dia. (PRICE Code: 100.98.219) | 61.15 | metre | PRICE Data | Others | Others
Supply of uPVC Pipe, IS 4985: 2000 , 8kg/cm2, 50mm Dia. (PRICE Code: 100.98.220) | 96.4 | metre | PRICE Data | Others | Others
Supply of uPVC Pipe, IS 4985: 2000 , 8kg/cm2, 63mm Dia. (PRICE Code: 100.98.221) | 146.35 | metre | PRICE Data | Others | Others
Supply of uPVC Pipe, IS 4985: 2000 , 8kg/cm2, 75mm Dia. (PRICE Code: 100.98.222) | 210.25 | metre | PRICE Data | Others | Others
Supply of uPVC Pipe, IS 4985: 2000 , 8kg/cm2, 90mm Dia. (PRICE Code: 100.98.223) | 295 | metre | PRICE Data | Others | Others
Supply of uPVC Pipe, IS 4985: 2000 , 8kg/cm2, 110mm Dia. (PRICE Code: 100.98.224) | 440.2 | metre | PRICE Data | Others | Others
Supply of uPVC Pipe, IS 4985: 2000 , 8kg/cm2, 140mm Dia. (PRICE Code: 100.98.225) | 716.65 | metre | PRICE Data | Others | Others
Supply of uPVC Pipe, IS 4985: 2000 , 8kg/cm2, 160mm Dia. (PRICE Code: 100.98.226) | 935 | metre | PRICE Data | Others | Others
Supply of uPVC Pipe, IS 4985: 2000 , 8kg/cm2, 200mm Dia. (PRICE Code: 100.98.227) | 1440.25 | metre | PRICE Data | Others | Others
Supply of uPVC Pipe, IS 4985: 2000 , 8kg/cm2, 180mm Dia. (PRICE Code: 100.98.228) | 1147.8 | metre | PRICE Data | Others | Others
Supply of uPVC Pipe, IS 4985: 2000 , 10kg/cm2, 20mm. (PRICE Code: 100.98.229) | 17.45 | metre | PRICE Data | Others | Others
Supply of uPVC Pipe, IS 4985: 2000 , 10kg/cm2, 25mm. (PRICE Code: 100.98.230) | 29.7 | metre | PRICE Data | Others | Others
Supply of uPVC Pipe, IS 4985: 2000 , 10kg/cm2, 32mm Dia. (PRICE Code: 100.98.231) | 47.15 | metre | PRICE Data | Others | Others
Supply of uPVC Pipe, IS 4985: 2000 , 10kg/cm2, 40mm Dia. (PRICE Code: 100.98.232) | 69.9 | metre | PRICE Data | Others | Others
Supply of uPVC Pipe, IS 4985: 2000 , 10kg/cm2, 50mm Dia. (PRICE Code: 100.98.233) | 111.8 | metre | PRICE Data | Others | Others
Supply of uPVC Pipe, IS 4985: 2000 , 10kg/cm2, 63mm Dia. (PRICE Code: 100.98.234) | 174.7 | metre | PRICE Data | Others | Others
Supply of uPVC Pipe, IS 4985: 2000 , 10kg/cm2, 75mm Dia. (PRICE Code: 100.98.235) | 244.6 | metre | PRICE Data | Others | Others
Supply of uPVC Pipe, IS 4985: 2000 , 10kg/cm2, 90mm Dia. (PRICE Code: 100.98.236) | 356.4 | metre | PRICE Data | Others | Others
Supply of uPVC Pipe, IS 4985: 2000 , 10kg/cm2, 110mm Dia. (PRICE Code: 100.98.237) | 536.35 | metre | PRICE Data | Others | Others
Supply of uPVC Pipe, IS 4985: 2000 , 10kg/cm2, 140mm Dia. (PRICE Code: 100.98.238) | 864.8 | metre | PRICE Data | Others | Others
Supply of uPVC Pipe, IS 4985: 2000 , 10kg/cm2, 160mm Dia. (PRICE Code: 100.98.239) | 1138.25 | metre | PRICE Data | Others | Others
Supply of uPVC Pipe, IS 4985: 2000 , 10kg/cm2, 200mm Dia. (PRICE Code: 100.98.240) | 1776.75 | metre | PRICE Data | Others | Others
Supply of CI Non Return Valve, Conforming to IS 5312 Part I - 1984, PN 1.6, Size 80mm. (PRICE Code: 100.98.428) | 5943.4 | each | PRICE Data | Others | Others
Supply of CI Non Return Valve, Conforming to IS 5312 Part I - 1984, PN 1.6, Size 100mm. (PRICE Code: 100.98.429) | 8668.25 | each | PRICE Data | Others | Others
Supply of CI Non Return Valve, Conforming to IS 5312 Part I - 1984, PN 1.6, Size 125mm (PRICE Code: 100.98.430) | 11175.95 | each | PRICE Data | Others | Others
Supply of CI Non Return Valve, Conforming to IS 5312 Part I - 1984, PN 1.0, Size 150mm. (PRICE Code: 100.98.431) | 12275.9 | each | PRICE Data | Others | Others
Supply of CI Non Return Valve, Conforming to IS 5312 Part I - 1984, PN 1.0, Size 200mm. (PRICE Code: 100.98.432) | 23526.2 | each | PRICE Data | Others | Others
Supply of CI Non Return Valve, Conforming to IS 5312 Part I - 1984, PN 1.0, Size 250mm. (PRICE Code: 100.98.433) | 35383.95 | each | PRICE Data | Others | Others
Supply of CI Non Return Valve, Conforming to IS 5312 Part I - 1984, PN 1.0, Size 300mm. (PRICE Code: 100.98.434) | 45483.2 | each | PRICE Data | Others | Others
Supply of CI Air Valve, Conforming to IS 14848 - 2000, Kinetic Air Valve Type DK, Size 50mm. (PRICE Code: 100.98.435) | 7951.65 | each | PRICE Data | Others | Others
Supply of CI Air Valve, Conforming to IS 14848 - 2000, Kinetic Air Valve Type DK, Size 80mm. (PRICE Code: 100.98.436) | 11748.55 | each | PRICE Data | Others | Others
Supply of CI Air Valve, Conforming to IS 14848 - 2000, Kinetic Air Valve Type DK, Size 100mm. (PRICE Code: 100.98.437) | 17963.75 | each | PRICE Data | Others | Others
Supply of CI Air Valve, Conforming to IS 14848 - 2000, Kinetic Air Valve Type DK, Size 150mm. (PRICE Code: 100.98.438) | 32466.25 | each | PRICE Data | Others | Others
Supply of CI Air Valve, Conforming to IS 14848 - 2000, Single Orifice, Small Orifice Type S1, Size 15mm. (PRICE Code: 100.98.439) | 5636.75 | each | PRICE Data | Others | Others
Supply of CI Air Valve, Conforming to IS 14848 - 2000, Single Orifice, Small Orifice Type S1, Size 25mm. (PRICE Code: 100.98.440) | 5636.75 | each | PRICE Data | Others | Others
Supply of CI Air Valve, Conforming to IS 14848 - 2000, Single Orifice, Small Orifice Type S1, Size 40mm. (PRICE Code: 100.98.441) | 6110.65 | each | PRICE Data | Others | Others
Supply of CI Air Valve, Conforming to IS 14848 - 2000, Single Orifice, Large Orifice Type S2, Size 20mm. (PRICE Code: 100.98.442) | 5636.75 | each | PRICE Data | Others | Others
CI Air Valve, Conforming to IS 14848 - Supply of 2000, Single Orifice, Large Orifice Type S2, Size 45mm. (PRICE Code: 100.98.443) | 6110.65 | metre | PRICE Data | Others | Others
Supply of CI Air Valve, Conforming to IS 14848 - 2000, Single Orifice, Large Orifice Type S2, Size 50mm. (PRICE Code: 100.98.444) | 6110.65 | each | PRICE Data | Others | Others
Supply of CI Air Valve, Conforming to IS 14848 - 2000, Double Orifice Type DS2, Size 40mm. (PRICE Code: 100.98.445) | 6950.4 | each | PRICE Data | Others | Others
Supply of CI Air Valve, Conforming to IS 14848 - 2000, Double Orifice Type DS2, Size 50mm. (PRICE Code: 100.98.446) | 7947 | each | PRICE Data | Others | Others
Supply of CI Air Valve, Conforming to IS 14848 - 2000, Double Orifice Type DS2, Size 200mm. (PRICE Code: 100.98.447) | 19565.1 | each | PRICE Data | Others | Others
Supply of CI Air Valve with Flanges, Conforming to IS 14845 - 2000, Kinetic Air Valve Type DS1, Size 40mm (PRICE Code: 100.98.448) | 7646.15 | each | PRICE Data | Others | Others
Supply of CI Air Valve with Flanges, Conforming to IS 14845 - 2000, Kinetic Air Valve Type DS1, Size 50mm. (PRICE Code: 100.98.449) | 8747.25 | each | PRICE Data | Others | Others
Supply of CI Air Valve with Flanges, Conforming to IS 14845 - 2000, Kinetic Air Valve Type DS1, Size 80mm. (PRICE Code: 100.98.450) | 12922.85 | each | PRICE Data | Others | Others
Supply of CI Air Valve with Flanges, Conforming to IS 14845 - 2000, Kinetic Air Valve Type DS1, Size 100mm. (PRICE Code: 100.98.451) | 19765.25 | each | PRICE Data | Others | Others
Supply of CI Air Valve with Flanges, Conforming to IS 14845 - 2000, Kinetic Air Valve Type DS1, Size 150mm. (PRICE Code: 100.98.452) | 35719.6 | each | PRICE Data | Others | Others
Supply of CI Air Valve with Flanges, Conforming to IS 14845 - 2000, Kinetic Air Valve Type DS1, Size 200mm. (PRICE Code: 100.98.453) | 18198.85 | each | PRICE Data | Others | Others
Supply of CI Air Valve with Flanges, Conforming to IS 14845 - 2000, Kinetic Air Valve Type DS2, Size 80mm. (PRICE Code: 100.98.454) | 4367.9 | each | PRICE Data | Others | Others
Supply of CI Air Valve with Flanges, Conforming to IS 14845 - 2000, Kinetic Air Valve Type DS2, Size 100mm. (PRICE Code: 100.98.455) | 5678.15 | each | PRICE Data | Others | Others
Supply of CI Air Valve with Flanges, Conforming to IS 14845 - 2000, Kinetic Air Valve Type DS2, Size 150mm. (PRICE Code: 100.98.456) | 8882.25 | each | PRICE Data | Others | Others
Supply of CI Double Flanged Sluice Valve Conforming to IS 14846 - 2000, Sluice Valve with Cap PN 1.6, Size 80mm. (PRICE Code: 100.98.457) | 6624.05 | each | PRICE Data | Others | Others
Supply of CI Double Flanged Sluice Valve Conforming to IS 14846 - 2000, Sluice Valve with Cap PN 1.6, Size 100mm. (PRICE Code: 100.98.458) | 9003.95 | each | PRICE Data | Others | Others
Supply of CI Double Flanged Sluice Valve Conforming to IS 14846 - 2000, Sluice Valve with Cap PN 1.6, Size 125mm. (PRICE Code: 100.98.459) | 11066.75 | each | PRICE Data | Others | Others
Supply of CI Double Flanged Sluice Valve Conforming to IS 14846 - 2000, Sluice Valve with Cap PN 1.6, Size 150mm. (PRICE Code: 100.98.460) | 13396.75 | each | PRICE Data | Others | Others
Supply of CI Double Flanged Sluice Valve Conforming to IS 14846 - 2000, Sluice Valve with Cap PN 1.6, Size 200mm. (PRICE Code: 100.98.461) | 23723.65 | each | PRICE Data | Others | Others
Supply of CI Double Flanged Sluice Valve Conforming to IS 14846 - 2000, Sluice Valve with Cap PN 1.6, Size 250mm. (PRICE Code: 100.98.462) | 34361.8 | each | PRICE Data | Others | Others
Supply of CI Double Flanged Sluice Valve Conforming to IS 14846 - 2000, Sluice Valve with Cap PN 1.6, Size 300mm. (PRICE Code: 100.98.463) | 43312.35 | each | PRICE Data | Others | Others
Supply of CI Double Flanged Sluice Valve Conforming to IS 14846 - 2000, Sluice Valve with Cap PN 1.6, Size 350mm. (PRICE Code: 100.98.464) | 77806.55 | each | PRICE Data | Others | Others
Supply of CI Double Flanged Sluice Valve Conforming to IS 14846 - 2000, Sluice Valve with Cap PN 1.6, Size 400mm. (PRICE Code: 100.98.465) | 94877.15 | each | PRICE Data | Others | Others
Supply of CI Double Flanged Sluice Valve Conforming to IS 14846 - 2000, Sluice Valve with Cap PN 1.6, Size 450mm. (PRICE Code: 100.98.466) | 111285.65 | each | PRICE Data | Others | Others
Supply of CI Double Flanged Sluice Valve Conforming to IS 14846 - 2000, Sluice Valve with Cap PN 1.6, Size 500mm. (PRICE Code: 100.98.467) | 230538 | each | PRICE Data | Others | Others
Supply of CI Double Flanged Sluice Valve Conforming to IS 14846 - 2000, Sluice Valve with Cap PN 1.6, Size 600mm. (PRICE Code: 100.98.468) | 266786.1 | each | PRICE Data | Others | Others
Supply of CI Double Flanged Sluice Valve Conforming to IS 14846 - 2000, Sluice Valve with Cap PN 1.0, Size 80mm. (PRICE Code: 100.98.469) | 6136.2 | each | PRICE Data | Others | Others
Supply of CI Double Flanged Sluice Valve Conforming to IS 14846 - 2000, Sluice Valve with Cap PN 1.0, Size 100mm. (PRICE Code: 100.98.470) | 8362.8 | each | PRICE Data | Others | Others
Supply of CI Double Flanged Sluice Valve Conforming to IS 14846 - 2000, Sluice Valve with Cap PN 1.0, Size 125mm. (PRICE Code: 100.98.471) | 10243.25 | each | PRICE Data | Others | Others
Supply of CI Double Flanged Sluice Valve Conforming to IS 14846 - 2000, Sluice Valve with Cap PN 1.0, Size 150mm. (PRICE Code: 100.98.472) | 12424.55 | each | PRICE Data | Others | Others
Supply of CI Double Flanged Sluice Valve Conforming to IS 14846 - 2000, Sluice Valve with Cap PN 1.0, Size 200mm. (PRICE Code: 100.98.473) | 21987.2 | each | PRICE Data | Others | Others
Supply of CI Double Flanged Sluice Valve Conforming to IS 14846 - 2000, Sluice Valve with Cap PN 1.0, Size 250mm. (PRICE Code: 100.98.474) | 32125.95 | each | PRICE Data | Others | Others
Supply of CI Double Flanged Sluice Valve Conforming to IS 14846 - 2000, Sluice Valve with Cap PN 1.0, Size 300mm. (PRICE Code: 100.98.475) | 40473.65 | each | PRICE Data | Others | Others
Supply of CI Double Flanged Sluice Valve Conforming to IS 14846 - 2000, Sluice Valve with Cap PN 1.0, Size 350mm. (PRICE Code: 100.98.476) | 72555.4 | each | PRICE Data | Others | Others
Supply of CI Double Flanged Sluice Valve Conforming to IS 14846 - 2000, Sluice Valve with Cap PN 1.0, Size 400mm. (PRICE Code: 100.98.477) | 87852.4 | each | PRICE Data | Others | Others
Supply of CI Double Flanged Sluice Valve Conforming to IS 14846 - 2000, Sluice Valve with Cap PN 1.0, Size 450mm. (PRICE Code: 100.98.478) | 103071.5 | each | PRICE Data | Others | Others
Supply of CI Double Flanged Sluice Valve Conforming to IS 14846 - 2000, Sluice Valve with Cap PN 1.0, Size 500mm. (PRICE Code: 100.98.479) | 170798.6 | each | PRICE Data | Others | Others
Supply of CI Double Flanged Sluice Valve Conforming to IS 14846 - 2000, Sluice Valve with Cap PN 1.0, Size 600mm. (PRICE Code: 100.98.480) | 197549.1 | each | PRICE Data | Others | Others
Supply of CI Double Flanged Sluice Valve Conforming to IS 14846 - 2000, Sluice Valve with Hand Wheel PN 1.6, Size 80mm. (PRICE Code: 100.98.481) | 6856.35 | each | PRICE Data | Others | Others
Supply of CI Double Flanged Sluice Valve Conforming to IS 14846 - 2000, Sluice Valve with Hand Wheel PN 1.6, Size 100mm. (PRICE Code: 100.98.482) | 9256 | each | PRICE Data | Others | Others
Supply of CI Double Flanged Sluice Valve Conforming to IS 14846 - 2000, Sluice Valve with Hand Wheel PN 1.6, Size 125mm. (PRICE Code: 100.98.483) | 11452.4 | each | PRICE Data | Others | Others
Supply of CI Double Flanged Sluice Valve Conforming to IS 14846 - 2000, Sluice Valve with Hand Wheel PN 1.6, Size 150mm. (PRICE Code: 100.98.484) | 13852.05 | each | PRICE Data | Others | Others
Supply of CI Double Flanged Sluice Valve Conforming to IS 14846 - 2000, Sluice Valve with Hand Wheel PN 1.6, Size 200mm. (PRICE Code: 100.98.485) | 24499.5 | each | PRICE Data | Others | Others
Supply of CI Double Flanged Sluice Valve Conforming to IS 14846 - 2000, Sluice Valve with Hand Wheel PN 1.6, Size 250mm. (PRICE Code: 100.98.486) | 35102.85 | each | PRICE Data | Others | Others
Supply of CI Double Flanged Sluice Valve Conforming to IS 14846 - 2000, Sluice Valve with Hand Wheel PN 1.6, Size 300mm. (PRICE Code: 100.98.487) | 44042.9 | each | PRICE Data | Others | Others
Supply of CI Double Flanged Sluice Valve Conforming to IS 14846 - 2000, Sluice Valve with Hand Wheel PN 1.6, Size 350mm. (PRICE Code: 100.98.488) | 79179.45 | each | PRICE Data | Others | Others
Supply of CI Double Flanged Sluice Valve Conforming to IS 14846 - 2000, Sluice Valve with Hand Wheel PN 1.6, Size 400mm. (PRICE Code: 100.98.489) | 96309.25 | each | PRICE Data | Others | Others
Supply of CI Double Flanged Sluice Valve Conforming to IS 14846 - 2000, Sluice Valve with Hand Wheel PN 1.6, Size 450mm. (PRICE Code: 100.98.490) | 112974.45 | each | PRICE Data | Others | Others
Supply of CI Double Flanged Sluice Valve Conforming to IS 14846 - 2000, Sluice Valve with Hand Wheel PN 1.6, Size 500mm. (PRICE Code: 100.98.491) | 234132.85 | each | PRICE Data | Others | Others
Supply of CI Double Flanged Sluice Valve Conforming to IS 14846 - 2000, Sluice Valve with Hand Wheel PN 1.6, Size 600mm. (PRICE Code: 100.98.492) | 270267.1 | each | PRICE Data | Others | Others
Supply of CI Double Flanged Sluice Valve Conforming to IS 14846 - 2000, Sluice Valve with Hand Wheel PN 1.0, Size 80mm. (PRICE Code: 100.98.493) | 6353.4 | each | PRICE Data | Others | Others
Supply of CI Double Flanged Sluice Valve Conforming to IS 14846 - 2000, Sluice Valve with Hand Wheel PN 1.0, Size 100mm. (PRICE Code: 100.98.494) | 8580 | each | PRICE Data | Others | Others
Supply of CI Double Flanged Sluice Valve Conforming to IS 14846 - 2000, Sluice Valve with Hand Wheel PN 1.0, Size 125mm. (PRICE Code: 100.98.495) | 10603.35 | each | PRICE Data | Others | Others
Supply of CI Double Flanged Sluice Valve Conforming to IS 14846 - 2000, Sluice Valve with Hand Wheel PN 1.0, Size 150mm. (PRICE Code: 100.98.496) | 12839.2 | each | PRICE Data | Others | Others
Supply of CI Double Flanged Sluice Valve Conforming to IS 14846 - 2000, Sluice Valve with Hand Wheel PN 1.0, Size 200mm. (PRICE Code: 100.98.497) | 22869.95 | each | PRICE Data | Others | Others
Supply of CI Double Flanged Sluice Valve Conforming to IS 14846 - 2000, Sluice Valve with Hand Wheel PN 1.0, Size 250mm. (PRICE Code: 100.98.498) | 32801.9 | each | PRICE Data | Others | Others
Supply of CI Double Flanged Sluice Valve Conforming to IS 14846 - 2000, Sluice Valve with Hand Wheel PN 1.0, Size 300mm. (PRICE Code: 100.98.499) | 41164.7 | each | PRICE Data | Others | Others
Supply of CI Double Flanged Sluice Valve Conforming to IS 14846 - 2000, Sluice Valve with Hand Wheel PN 1.0, Size 350mm. (PRICE Code: 100.98.500) | 73843.5 | each | PRICE Data | Others | Others
Supply of CI Double Flanged Sluice Valve Conforming to IS 14846 - 2000, Sluice Valve with Hand Wheel PN 1.0, Size 400mm. (PRICE Code: 100.98.501) | 89185.8 | metre | PRICE Data | Others | Others
Supply of CI Double Flanged Sluice Valve Conforming to IS 14846 - 2000, Sluice Valve with Hand Wheel PN 1.0, Size 450mm. (PRICE Code: 100.98.502) | 104611.65 | each | PRICE Data | Others | Others
Supply of CI Double Flanged Sluice Valve Conforming to IS 14846 - 2000, Sluice Valve with Hand Wheel PN 1.0, Size 500mm. (PRICE Code: 100.98.503) | 173409.65 | each | PRICE Data | Others | Others
Supply of CI Double Flanged Sluice Valve Conforming to IS 14846 - 2000, Sluice Valve with Hand Wheel PN 1.0, Size 600mm. (PRICE Code: 100.98.504) | 200140.4 | each | PRICE Data | Others | Others
Supply of CI Plain End Valve Conforming to IS 14846 - 2000, Sluice Valve with Cap PN 1.6, Size 80mm. (PRICE Code: 100.98.505) | 3240.7 | each | PRICE Data | Others | Others
Supply of CI Plain End Valve Conforming to IS 14846 - 2000, Sluice Valve with Cap PN 1.6, Size 100mm. (PRICE Code: 100.98.506) | 4599.4 | each | PRICE Data | Others | Others
Supply of CI Plain End Valve Conforming to IS 14846 - 2000, Sluice Valve with Cap PN 1.6, Size 125mm. (PRICE Code: 100.98.507) | 5460.6 | each | PRICE Data | Others | Others
Supply of CI Plain End Valve Conforming to IS 14846 - 2000, Sluice Valve with Cap PN 1.6, Size 150mm. (PRICE Code: 100.98.508) | 6734.3 | each | PRICE Data | Others | Others
Supply of CI Plain End Valve Conforming to IS 14846 - 2000, Sluice Valve with Cap PN 1.6, Size 200mm. (PRICE Code: 100.98.509) | 10604.7 | each | PRICE Data | Others | Others
Supply of CI Plain End Valve Conforming to IS 14846 - 2000, Sluice Valve with Cap PN 1.6, Size 250mm. (PRICE Code: 100.98.510) | 18054.25 | each | PRICE Data | Others | Others
Supply of CI Plain End Valve Conforming to IS 14846 - 2000, Sluice Valve with Cap PN 1.6, Size 300mm. (PRICE Code: 100.98.511) | 21112 | each | PRICE Data | Others | Others
Supply of CI Plain End Valve Conforming to IS 14846 - 2000, Sluice Valve with Cap PN 1.0, Size 80mm. (PRICE Code: 100.98.512) | 2978.45 | each | PRICE Data | Others | Others
Supply of CI Plain End Valve Conforming to IS 14846 - 2000, Sluice Valve with Cap PN 1.0, Size 100mm. (PRICE Code: 100.98.513) | 4077.1 | each | PRICE Data | Others | Others
Supply of CI Plain End Valve Conforming to IS 14846 - 2000, Sluice Valve with Cap PN 1.0, Size 125mm. (PRICE Code: 100.98.514) | 5023.3 | each | PRICE Data | Others | Others
Supply of CI Plain End Valve Conforming to IS 14846 - 2000, Sluice Valve with Cap PN 1.0, Size 150mm. (PRICE Code: 100.98.515) | 6697.6 | each | PRICE Data | Others | Others
Supply of CI Plain End Valve Conforming to IS 14846 - 2000, Sluice Valve with Cap PN 1.0, Size 200mm. (PRICE Code: 100.98.516) | 10701.6 | each | PRICE Data | Others | Others
Supply of CI Plain End Valve Conforming to IS 14846 - 2000, Sluice Valve with Cap PN 1.0, Size 250mm. (PRICE Code: 100.98.517) | 17762.8 | each | PRICE Data | Others | Others
Supply of CI Plain End Valve Conforming to IS 14846 - 2000, Sluice Valve with Cap PN 1.0, Size 300mm. (PRICE Code: 100.98.518) | 20892.6 | each | PRICE Data | Others | Others
Engaging Bandhani (PRICE Code: 100.98.1000) | 716.65 | Day | PRICE Data | Others | Others
Engaging Bhisti (PRICE Code: 100.98.1001) | 716.65 | Day | PRICE Data | Others | Others
Engaging Blacksmith Ist class (PRICE Code: 100.98.1002) | 857.2 | Day | PRICE Data | Others | Others
Engaging Blacksmith 2nd class (PRICE Code: 100.98.1003) | 788.65 | Day | PRICE Data | Others | Others
Engaging Carpenter Ist class (PRICE Code: 100.98.1004) | 857.2 | Day | PRICE Data | Others | Others
Engaging Carpenter 2nd class (PRICE Code: 100.98.1005) | 788.65 | Day | PRICE Data | Others | Others
Engaging Chowkidar (PRICE Code: 100.98.1006) | 648.1 | Day | PRICE Data | Others | Others
Engaging Beldar (PRICE Code: 100.98.1007) | 648.1 | Day | PRICE Data | Others | Others
Engaging Coolie (PRICE Code: 100.98.1008) | 648.1 | Day | PRICE Data | Others | Others
Engaging Fitter ( grade 1) (PRICE Code: 100.98.1009) | 857.2 | Day | PRICE Data | Others | Others
Engaging Assistant Fitter or 2nd class fitter (PRICE Code: 100.98.1010) | 788.65 | Day | PRICE Data | Others | Others
Engaging Glazier (PRICE Code: 100.98.1011) | 788.65 | Day | PRICE Data | Others | Others
Engaging Mason (for plaster of paris work) I st class (PRICE Code: 100.98.1012) | 857.2 | Day | PRICE Data | Others | Others
Engaging Mason ( brick layer) Ist class (PRICE Code: 100.98.1013) | 857.2 | Day | PRICE Data | Others | Others
Engaging Mason ( brick layer) 2nd class (PRICE Code: 100.98.1014) | 788.65 | Day | PRICE Data | Others | Others
Engaging Mason ( for plain stone work) 2nd class (PRICE Code: 100.98.1015) | 788.65 | Day | PRICE Data | Others | Others
Engaging Mason ( for ornamental stone work) Ist class (PRICE Code: 100.98.1016) | 857.2 | Day | PRICE Data | Others | Others
Engaging Driver ( for Road Roller, Concrete Mixer, Truck etc.) (PRICE Code: 100.98.1017) | 857.2 | Day | PRICE Data | Others | Others
Engaging Mate (PRICE Code: 100.98.1018) | 716.65 | Day | PRICE Data | Others | Others
Engaging Mistry (PRICE Code: 100.98.1019) | 857.2 | metre | PRICE Data | Others | Others
Engaging Painter (PRICE Code: 100.98.1020) | 788.65 | Day | PRICE Data | Others | Others
Engaging Rock Excavator (PRICE Code: 100.98.1021) | 648.1 | Day | PRICE Data | Others | Others
Engaging Rock Breaker (PRICE Code: 100.98.1022) | 648.1 | Day | PRICE Data | Others | Others
Engaging Rock Hole Driller (PRICE Code: 100.98.1023) | 648.1 | Day | PRICE Data | Others | Others
Engaging Stone Chiseller (PRICE Code: 100.98.1024) | 716.65 | metre | PRICE Data | Others | Others
Engaging Sprayer (for bitumen, tar etc.) (PRICE Code: 100.98.1025) | 716.65 | Day | PRICE Data | Others | Others
Engaging Skilled Beldar ( for floor running etc.) (PRICE Code: 100.98.1026) | 716.65 | Day | PRICE Data | Others | Others
Engaging White Washer (PRICE Code: 100.98.1027) | 716.65 | Day | PRICE Data | Others | Others
Engaging Mason ( average) (PRICE Code: 100.98.1028) | 823.5 | Day | PRICE Data | Others | Others
Engaging Carpenter (average) (PRICE Code: 100.98.1029) | 823.5 | Day | PRICE Data | Others | Others
Engaging Operator ( pile/ Special Machine) (PRICE Code: 100.98.1030) | 857.2 | Day | PRICE Data | Others | Others
Engaging Skilled torch operator for laying tack (PRICE Code: 100.98.1031) | 857.2 | Day | PRICE Data | Others | Others
Engaging Technician (PRICE Code: 100.98.1032) | 900.15 | Day | PRICE Data | Others | Others
Engaging Helper (Technician) (PRICE Code: 100.98.1033) | 648.1 | Day | PRICE Data | Others | Others
Supply of Nozzle man / gun man. (PRICE Code: 100.98.1034) | 857.2 | each | PRICE Data | Others | Others
Supply of sewer man. (PRICE Code: 100.98.1035) | 648.1 | each | PRICE Data | Others | Others
Supply of Security Guard without gun. (PRICE Code: 100.98.1036) | 716.65 | each | PRICE Data | Others | Others
Supply of Security Guard with gun. (PRICE Code: 100.98.1037) | 788.65 | each | PRICE Data | Others | Others
Add extra for the rate of Earth Work Excavation to account for the difficulty of excavation and the idling of the labour / machinery. Code Description Unit Quantity (PRICE Code: 100.99.1) | 204.85 | cum | PRICE Data | Others | Others
Dismantling 80 mm ACpipe (Rate 50% of KW.23.1.1.- Conveying and Laying Charge) (PRICE Code: 100.99.2) | 31.5 | metre | PRICE Data | Others | Others
Dismantling 100 mm ACpipe (Rate 50% of KW.23.1.2.- Laying Charge) (PRICE Code: 100.99.3) | 43.15 | metre | PRICE Data | Others | Others
Dismantling 125 mm AC pipe (Rate 50% of KW.23.1.3.- Laying Charge) (PRICE Code: 100.99.4) | 46.2 | metre | PRICE Data | Others | Others
Dismantling 150 mm AC pipe (Rate 50% of KW.23.1.4.- Laying Charge) (PRICE Code: 100.99.5) | 49.6 | metre | PRICE Data | Others | Others
Dismantling 175 mm ACpipe 8 (Rate 50% of KW.23.1.5.- Laying Charge) (PRICE Code: 100.99.6) | 53.05 | metre | PRICE Data | Others | Others
Dismantling 200 mm ACpipe 8 (Rate 50% of KW.23.1.6.- Laying Charge) (PRICE Code: 100.99.7) | 66.05 | metre | PRICE Data | Others | Others
Dismantling 225 mm ACpipe (Rate 50% of KW.23.1.7.- Laying Charge) (PRICE Code: 100.99.8) | 69.65 | metre | PRICE Data | Others | Others
Dismantling 250mm ACpipe (Rate 50% of KW.23.1.8.- Laying Charge) (PRICE Code: 100.99.9) | 73.95 | metre | PRICE Data | Others | Others
Dismantling 300mm ACpipe (Rate 50% of KW.23.1.9.- Laying Charge) (PRICE Code: 100.99.10) | 95.6 | metre | PRICE Data | Others | Others
Dismantling 350mm ACpipe (Rate 50% of KW.23.1.10.- Laying Charge) (PRICE Code: 100.99.11) | 109.7 | metre | PRICE Data | Others | Others
Dismantling 400mm ACpipe (Rate 50% of KW.23.1.11.- Laying Charge) (PRICE Code: 100.99.12) | 121.45 | metre | PRICE Data | Others | Others
Dismantling CID Joint - 1.No (Rate 50% of KW.24.1- Jointing Charge) (PRICE Code: 100.99.13) | 34.8 | each | PRICE Data | Others | Others
Dismantling CID Joint - 1.No (Rate 50% of KW.24.2- Jointing Charge) (PRICE Code: 100.99.14) | 43.15 | each | PRICE Data | Others | Others
Dismantling CID Joint - 1.No (Rate 50% of KW.24.3- Jointing Charge) (PRICE Code: 100.99.15) | 51.6 | each | PRICE Data | Others | Others
Dismantling CID Joint - 1.No (Rate 50% of KW.24.4- Jointing Charge) (PRICE Code: 100.99.16) | 60 | each | PRICE Data | Others | Others
Dismantling CID Joint - 1.No (Rate 50% of KW.24.4- Jointing Charge) (PRICE Code: 100.99.17) | 69.55 | each | PRICE Data | Others | Others
Dismantling CID Joint - 1.No (Rate 50% of KW.24.6- Jointing Charge) (PRICE Code: 100.99.18) | 69.55 | each | PRICE Data | Others | Others
Repairing leakage/breakage of 225 mm AC pipe line by cutting and dismantling the damaged pipe portion (Up to 3.0 m) including charges for earth work excavation in all kinds of soil including tar / concrete cutting for for exposing leak portion of the pipe, operating control valves if any, conveying to the site and cutting new AC pipe to the required length, rejointing the pipeline using CID Joints , testing the pipe line by operating the valves concerned, and rectifying the defects any noticed and without causing any damages to the existing utilities and refilling the trenches using excavated earth in layers not exceeding 20cm depth including consolidating each layers by ramming, watering, charges for removing surplus soil from work site, including hire for tools and plant, conveyance of tools and materials, bailing out water, providing caution boards, lighting, watching, ribbon fencing, traffic controlling etc.complete as per the direction of Departmental officers excluding the cost of pipe and CID Joints. (PRICE Code: 100.99.19) | 77.95 | each | PRICE Data | Others | Others
Dismantling CID Joint - 1.No (Rate 50% of KW.24.8- Jointing Charge) (PRICE Code: 100.99.20) | 86.35 | each | PRICE Data | Others | Others
Dismantling CID Joint - 1.No (Rate 50% of KW.24.9- Jointing Charge) (PRICE Code: 100.99.21) | 104.35 | each | PRICE Data | Others | Others
Dismantling CID Joint - 1.No (Rate 50% of KW.24.10- Jointing Charge) (PRICE Code: 100.99.22) | 121.15 | each | PRICE Data | Others | Others
Dismantling CID Joint - 1.No (Rate 50% of KW.24.11- Jointing Charge) (PRICE Code: 100.99.23) | 140.25 | each | PRICE Data | Others | Others
Dismantling 32 mm PVC pipe ( Rate 50% of KW.9.3 - laying Charge) (PRICE Code: 100.99.24) | 15.4 | metre | PRICE Data | Others | Others
Dismantling 40 mm PVC pipe ( Rate 50% of KW .9.4 - laying charge) (PRICE Code: 100.99.25) | 17.55 | metre | PRICE Data | Others | Others
Dismantling 40 mm PVC pipe (Rate 50% of KW.9.4 - laying Charge) (PRICE Code: 100.99.26) | 17.55 | metre | PRICE Data | Others | Others
Dismantling 63 mm PVC pipe Rate 50% of KW.9.6laying Charge (PRICE Code: 100.99.27) | 32.1 | metre | PRICE Data | Others | Others
Dismantling 75 mm PVC pipe (Rate 50% of laying Charge) (PRICE Code: 100.99.28) | 32.1 | metre | PRICE Data | Others | Others
Dismantling 90 mm PVC pipe (Rate 50% of laying Charge) (PRICE Code: 100.99.29) | 32.1 | metre | PRICE Data | Others | Others
Dismantling 110 mm PVC pipe (Rate 50% of KW.9.9 - laying Charge) (PRICE Code: 100.99.30) | 47.3 | metre | PRICE Data | Others | Others
Dismantling 140 mm PVC pipe (Rate 50% of KW.9.10 - laying Charge) (PRICE Code: 100.99.31) | 62.05 | metre | PRICE Data | Others | Others
Dismantling 160 mm PVC pipe (Rate 50% of KW.9.11 - laying Charge) (PRICE Code: 100.99.32) | 74.75 | metre | PRICE Data | Others | Others
Dismantling 180 mm PVC pipe (Rate 50% of KW.9.12 - laying Charge) (PRICE Code: 100.99.33) | 89.5 | metre | PRICE Data | Others | Others
Dismantling 200 mm PVC pipe (Rate 50% of KW.9.13 - laying Charge) (PRICE Code: 100.99.34) | 105.35 | metre | PRICE Data | Others | Others
Dismantling 250 mm PVC pipe (Rate 50% of KW 9.14 laying charge) (PRICE Code: 100.99.35) | 149.75 | metre | PRICE Data | Others | Others
Dismantling 280 mm PVC pipe - (Rate 50% of KW.9.15 - laying Charge) (PRICE Code: 100.99.36) | 180.1 | metre | PRICE Data | Others | Others
Sub data for total cost for conveyance of truck ( for 5.19 trips) per day with lead of 5km (PRICE Code: 100.99.38) | 6329.55 | Day | PRICE Data | Others | Others
Hire charges for rubber packing (1/4 of the actual cost) (rubber insertions for 100mm dia pipe joints - 2 nos @Rs 20/E) (PRICE Code: 100.99.39) | 4.5 | each | PRICE Data | Others | Others
Hire charges for rubber packing (1/4 of the actual cost) (rubber insertions for 150mm dia pipe joints - 2 nos @Rs 20/E) (PRICE Code: 100.99.40) | 5 | each | PRICE Data | Others | Others
Hire charges for rubber packing (1/4 of the actual cost) (rubber insertions for 250mm dia pipe joints - 2 nos @Rs 40/E) (PRICE Code: 100.99.42) | 10 | each | PRICE Data | Others | Others
Hire charges for rubber packing (1/4 of the actual cost) (rubber insertions for 300mm dia pipe joints - 2 nos @Rs 45/E) (PRICE Code: 100.99.43) | 11.25 | each | PRICE Data | Others | Others
Hire charges for rubber packing (1/4 of the actual cost) (rubber insertions for 350mm dia pipe joints - 2 nos @Rs 50/E) (PRICE Code: 100.99.44) | 12.5 | each | PRICE Data | Others | Others
Hire charges for rubber packing (1/4 of the actual cost) (rubber insertions for 400mm dia pipe joints - 2 nos @Rs 73/E) (PRICE Code: 100.99.45) | 18.25 | each | PRICE Data | Others | Others
Hire charges for rubber packing (1/4 of the actual cost) (rubber insertions for 450mm dia pipe joints - 2 nos @Rs 92/E) (PRICE Code: 100.99.46) | 23 | each | PRICE Data | Others | Others
Hire charges for rubber packing (1/4 of the actual cost) (rubber insertions for 500mm dia pipe joints - 2 nos @Rs 110/E) (PRICE Code: 100.99.47) | 27.5 | each | PRICE Data | Others | Others
Hire charges for rubber packing (1/4 of the actual cost) (rubber insertions for 600mm dia pipe joints - 2 nos @Rs 125/E) (PRICE Code: 100.99.48) | 31.25 | each | PRICE Data | Others | Others
Hire charges for rubber packing (1/4 of the actual cost) (rubber insertions for 700mm dia pipe joints - 2 nos @Rs 239/E) (PRICE Code: 100.99.49) | 73.2 | each | PRICE Data | Others | Others
Hire charges for rubber packing (1/4 of the actual cost) (rubber insertions for 750mm dia pipe joints - 2 nos @Rs 268/E) (PRICE Code: 100.99.50) | 82.15 | each | PRICE Data | Others | Others
Hire charges for rubber packing (1/4 of the actual cost) ( rubber insertions for 800 mm dia pipe joints 2 nos @ RS 299/E) (PRICE Code: 100.99.51) | 91.7 | each | PRICE Data | Others | Others
Hire charges for 120mm long 27mm bolts & nuts ( 1/8 of the cost) (PRICE Code: 100.99.52) | 7.35 | each | PRICE Data | Others | Others
Hire charges for 130mm long 30 mm plates etc & connecting the pipeline to the pump delivery (PRICE Code: 100.99.53) | 9.8 | each | PRICE Data | Others | Others
Hire charges for rubber packing (1/4 of the actual cost) ( rubber insertions for 900mm dia pipe joint - 2 nos @ RS 365/E) (PRICE Code: 100.99.54) | 111.9 | each | PRICE Data | Others | Others
Hire charges for 140mm long 33mm bolts &nuts (1/8 of the cost) (PRICE Code: 100.99.55) | 12.85 | each | PRICE Data | Others | Others
Hire charges for rubber packing (1/4 of the actual cost) (rubber insertions for 1000mm dia pipe joints - 2 nos @Rs 438/E) (PRICE Code: 100.99.56) | 134.25 | each | PRICE Data | Others | Others
Hire charges for 60 m long 16 mm bolts and nuts ( 1/8 of the cost) (PRICE Code: 100.99.57) | 1.4 | each | PRICE Data | Others | Others
Sub Data for conveyance of water (PRICE Code: 100.99.58) | 3539.55 | Kilo litre | PRICE Data | Others | Others
Sub Data for Cost of Water from local source (PRICE Code: 100.99.59) | 73.2 | Kilo litre | PRICE Data | Others | Others
**Dismantling the lead, rubber ring or cement joint etc. & stacking materials for future use (Adopt 50% of the cost of jointing) (PRICE Code: 100.99.60) | 39.75 | each | PRICE Data | Others | Others
Hire charges for 65mm long 20mm bolts &nuts (1/8 of the cost) (PRICE Code: 100.99.61) | 1.9 | each | PRICE Data | Others | Others
**Dismantling the lead, rubber ring or cement joint etc. & stacking materials for future use (Adopt 50% of the cost of jointing) (PRICE Code: 100.99.62) | 65.05 | each | PRICE Data | Water Works | Others
Hire charges for 70mm long 20mm bolts &nuts (1/8 of the cost) (PRICE Code: 100.99.63) | 2.1 | each | PRICE Data | Water Works | Others
*Dismantling the lead, rubber ring or cement joint etc. & stacking materials for future use (Adopt 50% of the cost of jointing) (PRICE Code: 100.99.64) | 95.45 | each | PRICE Data | Water Works | Others
Hire charges for 75mm long 20mm bolts &nuts (1/8 of the cost) (PRICE Code: 100.99.65) | 2 | each | PRICE Data | Water Works | Others
**Dismantling the lead, rubber ring or cement joint etc. & stacking materials for future use (Adopt 50% of the cost of jointing) (PRICE Code: 100.99.66) | 116.55 | each | PRICE Data | Water Works | Others
**Dismantling the lead, rubber ring or cement joint etc. & stacking materials for future use (Adopt 50% of the cost of jointing) (PRICE Code: 100.99.67) | 152.15 | each | PRICE Data | Water Works | Others
Hire charges for 80mm long 20mm bolts &nuts (1/8 of the cost) (PRICE Code: 100.99.68) | 2.25 | each | PRICE Data | Water Works | Others
Hire charges for 85mm long 24mm bolts &nuts (1/8 of the cost) (PRICE Code: 100.99.69) | 3.5 | each | PRICE Data | Water Works | Others
**Dismantling the lead, rubber ring or cement joint etc. & stacking materials for future use (Adopt 50% of the cost of jointing) (PRICE Code: 100.99.70) | 161.45 | each | PRICE Data | Water Works | Others
Dismantling the lead, rubber ring or cement joint etc. & stacking materials for future use (Adopt 50% of the cost of jointing) (PRICE Code: 100.99.70.a) | 251.25 | each | PRICE Data | Water Works | Others
Hire charges for 85mm long 24mm bolts &nuts (1/8 of the cost) (PRICE Code: 100.99.71) | 3.5 | each | PRICE Data | Water Works | Others
**Dismantling the lead, rubber ring or cement joint etc. & stacking materials for future use (Adopt 50% of the cost of jointing) (PRICE Code: 100.99.72) | 289.2 | each | PRICE Data | Water Works | Others
Hire charges for 90mm long 24mm bolts &nuts (1/8 of the cost) (PRICE Code: 100.99.73) | 4 | each | PRICE Data | Water Works | Others
**Dismantling the lead, rubber ring or cement joint etc. & stacking materials for future use (Adopt 50% of the cost of jointing) (PRICE Code: 100.99.74) | 308.2 | each | PRICE Data | Water Works | Others
Hire charges for 100mm long 27mm bolts &nuts (1/8 of the cost) (PRICE Code: 100.99.75) | 4.75 | each | PRICE Data | Water Works | Others
**Dismantling the lead, rubber ring or cement joint etc. & stacking materials for future use (Adopt 50% of the cost of jointing) (PRICE Code: 100.99.76) | 403.2 | each | PRICE Data | Water Works | Others
**Dismantling the lead, rubber ring or cement joint etc. & stacking materials for future use (Adopt 50% of the cost of jointing) (PRICE Code: 100.99.77) | 609.85 | each | PRICE Data | Water Works | Others
**Dismantling the lead, rubber ring or cement joint etc. & stacking materials for future use (Adopt 50% of the cost of jointing) (PRICE Code: 100.99.78) | 609.85 | each | PRICE Data | Water Works | Others
**Dismantling the lead, rubber ring or cement joint etc. & stacking materials for future use (Adopt 50% of the cost of jointing) (PRICE Code: 100.99.79) | 671.1 | each | PRICE Data | Water Works | Others
**Dismantling the lead, rubber ring or cement joint etc. & stacking materials for future use (Adopt 50% of the cost of jointing) (PRICE Code: 100.99.80) | 851.75 | each | PRICE Data | Water Works | Others
**Dismantling the lead, rubber ring or cement joint etc. & stacking materials for future use (Adopt 50% of the cost of jointing) (PRICE Code: 100.99.81) | 988.6 | each | PRICE Data | Water Works | Others
RCC Pipe NP2 Class, 100mm Dia. (PRICE Code: 100.99.82) | 355.85 | metre | PRICE Data | Water Works | Others
Construction of 150mm Tube Well | 2315 | metre | GWD Data | Water Works | Others

## Sheet2
username | password
kollam | kollam